## Sheet1
device | predicates1 | predicates2 | predicates3 | predicates4 | predicates5 | predicates6 | predicates7 | predicates8 | predicates9 | predicates10 | predicates11 | predicates12 | predicates13 | predicates14 | predicates15 | predicates16 | predicates17 | predicates18 | predicates19 | predicates20 | predicates21 | predicates22 | predicates23 | predicates24 | predicates25 | predicates26 | predicates27 | predicates28 | predicates29 | predicates30 | predicates31 | predicates32 | predicates33 | predicates34 | predicates35 | predicates36 | predicates37 | predicates38 | predicates39 | predicates40 | predicates41 | predicates42 | predicates43 | predicates44 | predicates45 | predicates46 | predicates47 | predicates48 | predicates49 | predicates50 | predicates51 | predicates52 | predicates53 | predicates54 | predicates55 | predicates56 | predicates57 | predicates58 | predicates59 | predicates60 | predicates61 | predicates62 | predicates63 | predicates64 | predicates65 | predicates66 | predicates67 | predicates68 | predicates69 | predicates70 | predicates71 | predicates72 | predicates73 | predicates74 | predicates75 | predicates76 | predicates77 | predicates78 | predicates79 | predicates80 | predicates81 | predicates82 | predicates83 | predicates84 | predicates85 | predicates86 | predicates87 | predicates88 | predicates89 | predicates90 | predicates91 | applicant | contact | street1 | street2 | city | state | country_code | zip | postal_code | datereceived | decisiondate | decision | reviewadvisecomm | productcode | stateorsumm | classadvisecomm | sspindicator | type | thirdparty | expeditedreview | devicename | app_yr | app_mo | app_day | dec_yr | dec_mo | dec_day | app_date | dec_date | review_time | review_panel | medicalspecialty | deviceclass | unclassified_reason | gmpexemptflag | thirdpartyflag | reviewcode | regulationnumber | submission_type_id | definition | physicalstate | technicalmethod | targetarea | implant_flag | life_sustain_support_flag | summarymalfunctionreporting
K173518 | K090507 | K112095 | K123281 | K123752 | K123231 | [86 empty] | Spectrum Spine, LLC | James Robinson | 3045 Paces Lake Court |  | Atlanta | GA | US | 30339 | 30339 | 2017-11-14 | 2019-03-07 | SESE | OR | MAX | Summary | OR |  | Traditional | N |  | Spectrum Spine Expandable Cages (SSEC) | 2017 | 11 | 14 | 2019 | 3 | 7 | 2017-11-14 | 2019-03-07 | 478 | OR | OR | 2 |  | N | N |  | 888.308 | 1 | Intended to stabilize spinal segment to promote fusion in order to restrict motion and decrease pain using bone graft. | hollow cylinder or rectangular box made of metal or polymer | Acts as a disc spacer and holds bone graft. | intervertebral disc space | Y | N | Eligible
K180050 | K043185 | [90 empty] | CurvaFix, Inc. | Steve Dimmer | 1000 124th Ave NE | Suite100 | Bellevue | WA | US | 98005 | 98005 | 2018-01-08 | 2019-03-01 | SESE | OR | HWC | Summary | OR |  | Traditional | N |  | CurvaFix Intramedullary Rodscrew System | 2018 | 1 | 8 | 2019 | 3 | 1 | 2018-01-08 | 2019-03-01 | 417 | OR | OR | 2 |  | N | N |  | 888.304 | 1 |  |  |  |  | Y | N | Eligible
K180228 | P960025 | K073291 | K103111 | [88 empty] | Paonan Biotech Co., Ltd. | Vivi Tsai | 3F, No. 50, Lane 258, Rueiguang Rd. | Neihu District, Taipei, R.O.C. | Taipei |  | TW | 11491 | 11491 | 2018-01-26 | 2019-01-11 | SESE | OR | MAX | Summary | OR |  | Traditional | N |  | II-Type Intervertebral Spacer | 2018 | 1 | 26 | 2019 | 1 | 11 | 2018-01-26 | 2019-01-11 | 350 | OR | OR | 2 |  | N | N |  | 888.308 | 1 | Intended to stabilize spinal segment to promote fusion in order to restrict motion and decrease pain using bone graft. | hollow cylinder or rectangular box made of metal or polymer | Acts as a disc spacer and holds bone graft. | intervertebral disc space | Y | N | Eligible
K180230 | P960025 | [90 empty] | Paonan Biotech Co., Ltd. | Tony Lin | 3F, No. 50, Lane 258, Rueiguang Rd. | Neihu District | Taipei City |  | TW | 11491 | 11491 | 2018-01-26 | 2019-01-25 | SESE | OR | MAX | Summary | OR |  | Traditional | N |  | NEST Interbody System | 2018 | 1 | 26 | 2019 | 1 | 25 | 2018-01-26 | 2019-01-25 | 364 | OR | OR | 2 |  | N | N |  | 888.308 | 1 | Intended to stabilize spinal segment to promote fusion in order to restrict motion and decrease pain using bone graft. | hollow cylinder or rectangular box made of metal or polymer | Acts as a disc spacer and holds bone graft. | intervertebral disc space | Y | N | Eligible
K180337 | K041119 | K041801 | K071495 | K082942 | [87 empty] | MiRus, LLC | Jordan Bauman | 2150 Newmarket Parkway |  | Marietta | GA | US | 30067 | 30067 | 2018-02-07 | 2019-03-14 | SESE | OR | NKB | Summary | OR |  | Traditional | N |  | EUROPA Pedicle Screw System | 2018 | 2 | 7 | 2019 | 3 | 14 | 2018-02-07 | 2019-03-14 | 400 | OR | OR | 2 |  | N | N |  | 888.307 | 1 | Intended to provide immobilization and stabilization of spinal segments in thoracic, lumbar, and sacral spine as an adjunct to fusion. |  |  |  | Y | N | Eligible
K180347 | K170503 | K111820 | K171351 | [88 empty] | Fims Co., Ltd. | Younggwang Choi | Rm 212 Gyeonggi R&DB Center Suwon 16229 KR |  | Suwon-si |  | KR | 16229 | 16229 | 2018-02-08 | 2019-10-28 | SESE | OR | MAX | Summary | OR |  | Traditional | N |  | 3d Cage | 2018 | 2 | 8 | 2019 | 10 | 28 | 2018-02-08 | 2019-10-28 | 627 | OR | OR | 2 |  | N | N |  | 888.308 | 1 | Intended to stabilize spinal segment to promote fusion in order to restrict motion and decrease pain using bone graft. | hollow cylinder or rectangular box made of metal or polymer | Acts as a disc spacer and holds bone graft. | intervertebral disc space | Y | N | Eligible
K180523 | K133444 | K172548 | K040066 | K043076 | K092438 | [86 empty] | Intai Technology Corporation | Shih-Chang Chuang | No. 9 Jingke Rd., Nantun Dist., |  | Taichung City |  | TW | 40852 | 40852 | 2018-02-27 | 2019-09-20 | SESE | OR | OLO | Summary | NE |  | Traditional | N |  | INTAI Surgery Navigation System | 2018 | 2 | 27 | 2019 | 9 | 20 | 2018-02-27 | 2019-09-20 | 570 | OR | NE | 2 |  | N | N |  | 882.456 | 1 | Stereotaxic guidance during orthopedic surgery procedures. Indicated for Orthopedic joint or spine surgery. Neurological stereotaxic instruments are classified under product code HAW. | Device consists of Camera, computer, various shaped tracking arrays, computer interface for commmunication between user and device. | User loads Computer software pre-Op to plan surgery procedure, then registers the patient anatomy during surgery to allow software to track patient anatomy, implants, and surgical tools in real time/space. | Orthopedic joints and spinal procedures where tracking of instrumentation is desired. | N | N | Eligible
K180626 | [91 empty] | Gm Dos Reis Industria E Comerico Ltda | Paula Oliveira | Avenida Pierre Simon De LaPlace, 600 |  | Campinas |  | BR | 13069320 | 13069320 | 2018-03-09 | 2019-02-01 | SESE | OR | NKB | Statement | OR |  | Traditional | N |  | Pedimax II - Pedicular Screw Spinal System | 2018 | 3 | 9 | 2019 | 2 | 1 | 2018-03-09 | 2019-02-01 | 329 | OR | OR | 2 |  | N | N |  | 888.307 | 1 | Intended to provide immobilization and stabilization of spinal segments in thoracic, lumbar, and sacral spine as an adjunct to fusion. |  |  |  | Y | N | Eligible
K180951 | K101679 | K143745 | K112526 | K113274 | K131182 | K140855 | K171020 | K112965 | K121018 | K112237 | K100006 | [80 empty] | Responsive Arthroscopy LLC | Doug Kohrs | 701 N. 3rd Street, Suite 202 |  | Minneapolis | MN | US | 55401 | 55401 | 2018-04-11 | 2019-01-03 | SESE | OR | MBI | Summary | OR |  | Traditional | N |  | Responsive Arthroscopy Suture Anchor System | 2018 | 4 | 11 | 2019 | 1 | 3 | 2018-04-11 | 2019-01-03 | 267 | OR | OR | 2 |  | N | N |  | 888.304 | 1 |  |  |  |  | Y | N | Eligible
K181048 | K152304 | K153621 | K073291 | K082342 | K153783 | [86 empty] | Neo Medical S.A. | Jonas Larsson | Route de Lausanne 157 A |  | Villette |  | CH | 1096 | 1096 | 2018-04-19 | 2019-01-29 | SESE | OR | MAX | Summary | OR |  | Traditional | N |  | Neo Cage System TM | 2018 | 4 | 19 | 2019 | 1 | 29 | 2018-04-19 | 2019-01-29 | 285 | OR | OR | 2 |  | N | N |  | 888.308 | 1 | Intended to stabilize spinal segment to promote fusion in order to restrict motion and decrease pain using bone graft. | hollow cylinder or rectangular box made of metal or polymer | Acts as a disc spacer and holds bone graft. | intervertebral disc space | Y | N | Eligible
K181076 | K140855 | K101679 | K171020 | K112965 | K121018 | K100006 | [85 empty] | Responsive Arthroscopy LLC | Doug Kohrs | 701 N. 3rd Street, Suite 202 |  | Minneapolis | MN | US | 55401 | 55401 | 2018-04-24 | 2019-01-18 | SESE | OR | MBI | Summary | OR |  | Traditional | N |  | Responsive Arthroscopy Wedge Push-In Suture Anchors | 2018 | 4 | 24 | 2019 | 1 | 18 | 2018-04-24 | 2019-01-18 | 269 | OR | OR | 2 |  | N | N |  | 888.304 | 1 |  |  |  |  | Y | N | Eligible
K181086 | K980155 | K100652 | K083070 | [88 empty] | Cousin Biotech S.A.S. | Mathilde Collet | 8 Rue De L'abbe Bonpain |  | Wervicq-Sud |  | FR | 59117 | 59117 | 2018-04-25 | 2019-01-09 | SESE | OR | MBI | Summary | OR |  | Traditional | N |  | Cortical Fixation Systems | 2018 | 4 | 25 | 2019 | 1 | 9 | 2018-04-25 | 2019-01-09 | 259 | OR | OR | 2 |  | N | N |  | 888.304 | 1 |  |  |  |  | Y | N | Eligible
K181096 | K151773 | K150061 | K153695 | K142645 | K151934 | [86 empty] | Zimmer Biomet Spine, Inc. | Alex Pawlowski | 10225 Westmoor Drive |  | Westminster | CO | US | 80021 | 80021 | 2018-04-26 | 2019-01-15 | SESE | OR | OVD | Summary | OR |  | Traditional | N |  | Avenue P Cage System | 2018 | 4 | 26 | 2019 | 1 | 15 | 2018-04-26 | 2019-01-15 | 264 | OR | OR | 2 |  | N | N |  | 888.308 | 1 | Intended to stabilize lumbar spinal segment to promote fusion in order to restrict motion and decrease pain using bone graft with or without supplemental fixation. | Hollow cylinder or rectangular box made of metal or polymer with integrated fixation. | Acts as a disc spacer and holds bone graft; also includes some form of integrated fixation to maintain stability by direct purchase into the bony vertebral endplates. | Intervertebral disc space | Y | N | Eligible
K181118 | K113540 | K160463 | K103382 | K120101 | K131547 | K131276 | [85 empty] | Reliance Medical Systems | Bret M Berry | 545 West 500 South Suite 100 |  | Bountiful | UT | US | 84010 | 84010 | 2018-04-27 | 2019-01-09 | SESE | OR | OVD | Summary | OR |  | Traditional | N |  | Reliance Lumbar IBF System | 2018 | 4 | 27 | 2019 | 1 | 9 | 2018-04-27 | 2019-01-09 | 257 | OR | OR | 2 |  | N | N |  | 888.308 | 1 | Intended to stabilize lumbar spinal segment to promote fusion in order to restrict motion and decrease pain using bone graft with or without supplemental fixation. | Hollow cylinder or rectangular box made of metal or polymer with integrated fixation. | Acts as a disc spacer and holds bone graft; also includes some form of integrated fixation to maintain stability by direct purchase into the bony vertebral endplates. | Intervertebral disc space | Y | N | Eligible
K181171 | K151307 | K071535 | K131684 | [88 empty] | Zimmer, Inc | Carol Vierling | P.O Box 708 |  | Warsaw | IN | US | 46581-0708 | 46581-0708 | 2018-05-02 | 2019-04-02 | SESE | OR | LZO | Summary | OR |  | Traditional | N |  | Zimmer Biomet Ceramic Heads | 2018 | 5 | 2 | 2019 | 4 | 2 | 2018-05-02 | 2019-04-02 | 335 | OR | OR | 2 |  | N | N |  | 888.3353 | 1 |  |  |  |  | Y | N | Eligible
K181180 | K050275 | [90 empty] | Ossio Ltd. | Taly Lindner | 8 HaTochen St. |  | Caesarea |  | IL | 3088900 | 3088900 | 2018-05-02 | 2019-01-10 | SESE | OR | HTY | Summary | OR |  | Traditional | N |  | OSSIO Pin Product Family | 2018 | 5 | 2 | 2019 | 1 | 10 | 2018-05-02 | 2019-01-10 | 253 | OR | OR | 2 |  | N | N |  | 888.304 | 1 |  |  |  |  | Y | N | Eligible
K181190 | K143279 | K013979 | K162638 | K070775 | K945700 | K000536 | K000742 | K030866 | K163625 | [82 empty] | Signature Orthopaedics Pty Ltd. | Declan Brazil | 7 Sirius Road |  | Lane Cove |  | AU | 2066 | 2066 | 2018-05-04 | 2019-01-17 | SESE | OR | KWQ | Summary | OR |  | Traditional | N |  | Pinehurst Anterior Cervical Plate System | 2018 | 5 | 4 | 2019 | 1 | 17 | 2018-05-04 | 2019-01-17 | 258 | OR | OR | 2 |  | N | N |  | 888.306 | 1 |  |  |  |  | Y | N | Eligible
K181282 | [91 empty] | G21 S.r.l | Filippo Foroni | Via Sandro Petrini, 8 |  | San Possidonio |  | IT | 41039 | 41039 | 2018-05-15 | 2019-01-09 | SESE | OR | LOD | Summary | OR |  | Traditional | N |  | G3A 40 Bone Cement | 2018 | 5 | 15 | 2019 | 1 | 9 | 2018-05-15 | 2019-01-09 | 239 | OR | OR | 2 |  | N | N |  | 888.3027 | 1 |  |  |  |  | Y | N | Eligible
K181296 | K040462 | K161327 | K984543 | [88 empty] | Syntec Scientific Corporation | Nicole Tseng | No.2, Kung San Road, Chuan Shing Industrial Zone, Shen Kang |  | Chang Hua |  | TW | 50971 | 50971 | 2018-05-16 | 2019-04-11 | SESE | OR | HSB | Summary | OR |  | Traditional | N |  | Syntec Femoral Nail System | 2018 | 5 | 16 | 2019 | 4 | 11 | 2018-05-16 | 2019-04-11 | 330 | OR | OR | 2 |  | N | N |  | 888.302 | 1 |  |  |  |  | Y | N | Eligible
K181302 | K163700 | [90 empty] | Bodycad Laboratories Inc. | Marc Chaunet | 2035, rue du Haut-Bord |  | Quebec City |  | CA | G1N 4R7 | G1N 4R7 | 2018-05-17 | 2019-01-17 | SESE | OR | HSX | Summary | OR |  | Abbreviated | N |  | Bodycad Unicompartmental Knee System | 2018 | 5 | 17 | 2019 | 1 | 17 | 2018-05-17 | 2019-01-17 | 245 | OR | OR | 2 |  | N | N |  | 888.352 | 1 |  |  |  |  | Y | N | Eligible
K181307 | K150501 | K053189 | K040389 | K001989 | K973357 | [86 empty] | Zimmer Inc | Patricia Sandborn Beres | P.O. Box 708 |  | Warsaw | IN | US | 46581-0708 | 46581-0708 | 2018-05-17 | 2019-01-28 | SESE | OR | JDC | Summary | OR |  | Traditional | N |  | Zimmer Nexel Total Elbow, Connrad/Morrey Total Elbow | 2018 | 5 | 17 | 2019 | 1 | 28 | 2018-05-17 | 2019-01-28 | 256 | OR | OR | 2 |  | N | N |  | 888.315 | 1 |  |  |  |  | Y | N | Eligible
K181338 | K180750 | [90 empty] | Signature Orthopaedics Pty Ltd. | Declan Brazil | 7 Sirius Road |  | Lane Cove |  | AU | 2066 | 2066 | 2018-05-21 | 2019-01-17 | SESE | OR | JWH | Summary | OR |  | Traditional | N |  | Imboki Knee Instrument System | 2018 | 5 | 21 | 2019 | 1 | 17 | 2018-05-21 | 2019-01-17 | 241 | OR | OR | 2 |  | N | N |  | 888.356 | 1 |  |  |  |  | Y | N | Eligible
K181340 | K102172 | K133370 | K990369 | K121297 | [87 empty] | Signature Orthopaedics Pty Ltd. | Declan Brazil | 7 Sirius Road |  | Lane Cove |  | AU | 2066 | 2066 | 2018-05-21 | 2019-02-11 | SESE | OR | JDI | Summary | OR |  | Traditional | N |  | Cemented TSI Hip Stem | 2018 | 5 | 21 | 2019 | 2 | 11 | 2018-05-21 | 2019-02-11 | 266 | OR | OR | 2 |  | N | N |  | 888.335 | 1 |  |  |  |  | Y | N | Eligible
K181362 | K001989 | K053189 | K100562 | K171010 | K980502 | K013042 | K051975 | K090473 | K123862 | K100858 | K133349 | [80 empty] | Limacorporate S.p.A. | Roberto Gabetta | via Nazionale 52 |  | Villanova di San Daniele |  | IT | 33038 | 33038 | 2018-05-23 | 2019-02-16 | SESE | OR | JDC | Summary | OR |  | Traditional | N |  | TEMA Elbow System | 2018 | 5 | 23 | 2019 | 2 | 16 | 2018-05-23 | 2019-02-16 | 269 | OR | OR | 2 |  | N | N |  | 888.315 | 1 |  |  |  |  | Y | N | Eligible
K181491 | K112898 | K141395 | K112158 | K141327 | K143509 | K172456 | K150522 | K161190 | K103233 | K112556 | K070278 | K110135 | K122244 | K023357 | K032396 | K042051 | K070369 | [74 empty] | Limacorporate S.p.A. | Roberto Gabetta | Via Nazionale 52 |  | Villanova di San Daniele |  | IT | 33038 | 33038 | 2018-06-06 | 2019-05-09 | SESE | OR | LZO | Summary | OR |  | Traditional | N |  | Delta Dual Mobility System | 2018 | 6 | 6 | 2019 | 5 | 9 | 2018-06-06 | 2019-05-09 | 337 | OR | OR | 2 |  | N | N |  | 888.3353 | 1 |  |  |  |  | Y | N | Eligible
K181528 | K082650 | K090658 | K113383 | K072212 | [87 empty] | Austin Miller Trauma LLC | Steve Miller | 3011 Centre Oak Way Suite 102 |  | Germantown | TN | US | 38138 | 38138 | 2018-06-11 | 2019-02-28 | SESE | OR | KTT | Summary | OR |  | Traditional | N |  | Austin Miller Large External Fixation System | 2018 | 6 | 11 | 2019 | 2 | 28 | 2018-06-11 | 2019-02-28 | 262 | OR | OR | 2 |  | N | N |  | 888.303 | 1 |  |  |  |  | Y | N | Eligible
K181548 | K113781 | [90 empty] | Pantheon Spinal | Bob Schultz | 3008 Bee Cave Road, Suite 200 |  | Austin | TX | US | 78746 | 78746 | 2018-06-12 | 2019-12-16 | SESE | OR | MAX | Summary | OR |  | Traditional | N |  | Pantheon Spinal Pontus Interbody Fusion Device | 2018 | 6 | 12 | 2019 | 12 | 16 | 2018-06-12 | 2019-12-16 | 552 | OR | OR | 2 |  | N | N |  | 888.308 | 1 | Intended to stabilize spinal segment to promote fusion in order to restrict motion and decrease pain using bone graft. | hollow cylinder or rectangular box made of metal or polymer | Acts as a disc spacer and holds bone graft. | intervertebral disc space | Y | N | Eligible
K181606 | [91 empty] | Precision Spine, Inc. | Michael C. Dawson | 2050 Executive Drive |  | Pearl | MS | US | 39208 | 39208 | 2018-06-19 | 2019-09-27 | SESE | OR | OLO | Summary | NE |  | Traditional | N |  | Precision Spine Navigation Instrumentation | 2018 | 6 | 19 | 2019 | 9 | 27 | 2018-06-19 | 2019-09-27 | 465 | OR | NE | 2 |  | N | N |  | 882.456 | 1 | Stereotaxic guidance during orthopedic surgery procedures. Indicated for Orthopedic joint or spine surgery. Neurological stereotaxic instruments are classified under product code HAW. | Device consists of Camera, computer, various shaped tracking arrays, computer interface for commmunication between user and device. | User loads Computer software pre-Op to plan surgery procedure, then registers the patient anatomy during surgery to allow software to track patient anatomy, implants, and surgical tools in real time/space. | Orthopedic joints and spinal procedures where tracking of instrumentation is desired. | N | N | Eligible
K181610 | K160427 | K963192 | K973309 | K102903 | [87 empty] | ActivOrtho, Inc | Paul Hindrichs | 12820 34th Ave N |  | Plymouth | MN | US | 55441 | 55441 | 2018-06-19 | 2019-03-12 | SESE | OR | HWC | Summary | OR |  | Traditional | N |  | ActivOrtho Nitinol Compression Screw System | 2018 | 6 | 19 | 2019 | 3 | 12 | 2018-06-19 | 2019-03-12 | 266 | OR | OR | 2 |  | N | N |  | 888.304 | 1 |  |  |  |  | Y | N | Eligible
K181630 | K071394 | K053472 | K152171 | K970748 | K112218 | K031181 | K140463 | [84 empty] | New Standard Device DBA Metalogix | Bryant Phamvu | 4766 Research Drive |  | San Antonio | TX | US | 78240 | 78240 | 2018-06-20 | 2019-05-29 | SESE | OR | KTT | Summary | OR |  | Traditional | N |  | Revolution External Plating System | 2018 | 6 | 20 | 2019 | 5 | 29 | 2018-06-20 | 2019-05-29 | 343 | OR | OR | 2 |  | N | N |  | 888.303 | 1 |  |  |  |  | Y | N | Eligible
K181633 | K170957 | K041553 | K100006 | K120479 | [87 empty] | Musculoskeletal Transplant Foundation | Katrina Carroll | 125 May Street |  | Edison | NJ | US | 8837 | 8837 | 2018-06-20 | 2019-03-15 | SESE | OR | GAT | Summary | SU |  | Traditional | N |  | MTF Pre-Sutured Tendon | 2018 | 6 | 20 | 2019 | 3 | 15 | 2018-06-20 | 2019-03-15 | 268 | SU | SU | 2 |  | N | N |  | 878.5 | 1 |  |  |  |  | Y | N | Eligible
K181732 | K101356 | K062274 | [89 empty] | Tecres SpA | Massimo Grazioli | via Andrea Doria 6 |  | Sommacampagna |  | IT | 37066 | 37066 | 2018-07-02 | 2019-04-27 | SESE | OR | JWH | Summary | OR |  | Traditional | N |  | InterSpace Knee Extra-Large Size, InterSpace Knee ATS | 2018 | 7 | 2 | 2019 | 4 | 27 | 2018-07-02 | 2019-04-27 | 299 | OR | OR | 2 |  | N | N |  | 888.356 | 1 |  |  |  |  | Y | N | Eligible
K181778 | K965164 | K023087 | K163577 | [88 empty] | implantcast GmbH | Juliane Hoppner | Lueneburger Schanze 26 |  | Buxtehude |  | DE | 21614 | 21614 | 2018-07-03 | 2019-03-25 | SESE | OR | MEH | Summary | OR |  | Traditional | N |  | MUTARS Proximal Femur Replacement System | 2018 | 7 | 3 | 2019 | 3 | 25 | 2018-07-03 | 2019-03-25 | 265 | OR | OR | 2 |  | N | N |  | 888.3353 | 1 |  |  |  |  | Y | N | Eligible
K181843 | K063460 | K090047 | K163293 | K083286 | K011335 | [86 empty] | Maxxion Medical, LLC / Baumer SA | Bruno Baumer | 201 S. Biscayne Blvd., Suite 1200 |  | Miami | FL | US | 33131 | 33131 | 2018-07-11 | 2019-03-04 | SESE | OR | HRS | Summary | OR |  | Traditional | N |  | MLP Special Locking Bone Plate System | 2018 | 7 | 11 | 2019 | 3 | 4 | 2018-07-11 | 2019-03-04 | 236 | OR | OR | 2 |  | N | N |  | 888.303 | 1 |  |  |  |  | Y | N | Eligible
K181872 | K151270 | K153204 | K152306 | [88 empty] | CrossRoads Extremity Systems, LLC | Chad Hollis | 6055 Primacy Parkway, Suite 140 |  | Memphis | TN | US | 38119 | 38119 | 2018-07-12 | 2019-02-19 | SESE | OR | HRS | Summary | OR |  | Traditional | N |  | MIS Bunion System | 2018 | 7 | 12 | 2019 | 2 | 19 | 2018-07-12 | 2019-02-19 | 222 | OR | OR | 2 |  | N | N |  | 888.303 | 1 |  |  |  |  | Y | N | Eligible
K182000 | K171651 | K180690 | K133444 | [88 empty] | Globus Medical Inc. | Kelly J. Baker | 2560 General Armistead Avenue |  | Audubon | PA | US | 19403 | 19403 | 2018-07-26 | 2019-01-29 | SESE | OR | HAW | Summary | NE |  | Traditional | N |  | AQrate Robotic Assistance System | 2018 | 7 | 26 | 2019 | 1 | 29 | 2018-07-26 | 2019-01-29 | 187 | NE | NE | 2 |  | N | N |  | 882.456 | 1 |  |  |  |  | N | N | Ineligible
K182074 | K083033 | K140375 | [89 empty] | Collagen Matrix, Inc. | Gloria Zuclich | 15 Thornton Road |  | Oakland | NJ | US | 7436 | 7436 | 2018-08-01 | 2019-03-21 | SESE | OR | MQV | Summary | OR |  | Traditional | N |  | Mineral Collagen Composite Bioactive Moldable | 2018 | 8 | 1 | 2019 | 3 | 21 | 2018-08-01 | 2019-03-21 | 232 | OR | OR | 2 |  | N | N |  | 888.3045 | 1 |  |  |  |  | Y | N | Eligible
K182114 | K133514 | K160076 | K123231 | K172696 | K072970 | [86 empty] | Integrity Implants Inc | Lauren Kamer | 850 Parkway Street |  | Jupiter | FL | US | 33477 | 33477 | 2018-08-06 | 2019-01-07 | SESE | OR | MAX | Summary | OR |  | Traditional | N |  | FlareHawk Interbody Fusion System | 2018 | 8 | 6 | 2019 | 1 | 7 | 2018-08-06 | 2019-01-07 | 154 | OR | OR | 2 |  | N | N |  | 888.308 | 1 | Intended to stabilize spinal segment to promote fusion in order to restrict motion and decrease pain using bone graft. | hollow cylinder or rectangular box made of metal or polymer | Acts as a disc spacer and holds bone graft. | intervertebral disc space | Y | N | Eligible
K182139 | K162236 | K163269 | K162496 | [88 empty] | Innovasis, Inc. | Marshall McCarty | 614 East 3900 South |  | Salt Lake City | UT | US | 84107 | 84107 | 2018-08-07 | 2019-06-21 | SESE | OR | OVD | Summary | OR |  | Traditional | N |  | AXTi Titanium Stand-Alone ALIF System | 2018 | 8 | 7 | 2019 | 6 | 21 | 2018-08-07 | 2019-06-21 | 318 | OR | OR | 2 |  | N | N |  | 888.308 | 1 | Intended to stabilize lumbar spinal segment to promote fusion in order to restrict motion and decrease pain using bone graft with or without supplemental fixation. | Hollow cylinder or rectangular box made of metal or polymer with integrated fixation. | Acts as a disc spacer and holds bone graft; also includes some form of integrated fixation to maintain stability by direct purchase into the bony vertebral endplates. | Intervertebral disc space | Y | N | Eligible
K182158 | K163595 | K173782 | [89 empty] | MEDICREA INTERNATIONAL S.A. | David RYAN | 5389 route de Strasbourg-Vancia |  | Rillieux-la-Pape |  | FR | 69140 | 69140 | 2018-08-09 | 2019-07-15 | SESE | OR | MAX | Summary | OR |  | Traditional | N |  | UNiD Patient-matched PLIF cage | 2018 | 8 | 9 | 2019 | 7 | 15 | 2018-08-09 | 2019-07-15 | 340 | OR | OR | 2 |  | N | N |  | 888.308 | 1 | Intended to stabilize spinal segment to promote fusion in order to restrict motion and decrease pain using bone graft. | hollow cylinder or rectangular box made of metal or polymer | Acts as a disc spacer and holds bone graft. | intervertebral disc space | Y | N | Eligible
K182170 | K173129 | [90 empty] | NuVasive Specialized Orthopedics, Inc. | Vidhi Bhatt | 101 Enterprise, Suite 100 |  | Aliso Viejo | CA | US | 92656 | 92656 | 2018-08-10 | 2019-02-05 | SESE | OR | HSB | Summary | OR |  | Traditional | N |  | PRECICE® BONE TRANSPORT System | 2018 | 8 | 10 | 2019 | 2 | 5 | 2018-08-10 | 2019-02-05 | 179 | OR | OR | 2 |  | N | N |  | 888.302 | 1 |  |  |  |  | Y | N | Eligible
K182210 | K170318 | K160125 | K162264 | K172009 | K172941 | P950002 | P960025 | K133815 | K123100 | [82 empty] | Kalitec Medical, LLC | Scott Winn | 617 E. South Street, Suite 500 |  | Orlando | FL | US | 32801 | 32801 | 2018-08-15 | 2019-01-07 | SESE | OR | MAX | Summary | OR |  | Traditional | N |  | TiWAVE-L Porous Titanium Lumbar Cage | 2018 | 8 | 15 | 2019 | 1 | 7 | 2018-08-15 | 2019-01-07 | 145 | OR | OR | 2 |  | N | N |  | 888.308 | 1 | Intended to stabilize spinal segment to promote fusion in order to restrict motion and decrease pain using bone graft. | hollow cylinder or rectangular box made of metal or polymer | Acts as a disc spacer and holds bone graft. | intervertebral disc space | Y | N | Eligible
K182221 | K172806 | K162127 | K120924 | K140669 | K121874 | K983382 | K143085 | K150007 | [83 empty] | Corentec Co., Ltd | J.S. Daniel | 12, Yeongsanhong 1-gil, Ipjang-Myeon, Seobuk Gu |  | Cheonan-si |  | KR | 31056 | 31056 | 2018-08-16 | 2019-04-01 | SESE | OR | LPH | Summary | OR |  | Special | N |  | Bencox Mirabo Cup Multi Hole | 2018 | 8 | 16 | 2019 | 4 | 1 | 2018-08-16 | 2019-04-01 | 228 | OR | OR | 2 |  | N | N |  | 888.3358 | 1 |  |  |  |  | Y | N | Eligible
K182251 | K093552 | K102380 | [89 empty] | MircoPort Orthopedics, Inc. | Byron Ledbetter | 5677 Airline Road |  | Arlington | TN | US | 38002 | 38002 | 2018-08-20 | 2019-05-16 | SESE | OR | JWH | Summary | OR |  | Traditional | N |  | EVOLUTION NitrX Medial-Pivot Knee | 2018 | 8 | 20 | 2019 | 5 | 16 | 2018-08-20 | 2019-05-16 | 269 | OR | OR | 2 |  | N | N |  | 888.356 | 1 |  |  |  |  | Y | N | Eligible
K182284 | K180590 | K163491 | K173722 | K130573 | K172185 | [86 empty] | Tyber Medical LLC | Mark F. Schenk | 83 South Commerce Way, Suite 310 |  | Bethlehem | PA | US | 18017 | 18017 | 2018-08-23 | 2019-01-18 | SESE | OR | ODP | Summary | OR |  | Traditional | N |  | Tyber Medical PT Interbody Spacer | 2018 | 8 | 23 | 2019 | 1 | 18 | 2018-08-23 | 2019-01-18 | 148 | OR | OR | 2 |  | N | N |  | 888.308 | 1 | Intended to stabilize cervical spinal segment to promote fusion in order to restrict motion and decrease pain using bone graft. | Hollow cylinder or rectangular box made of metal or polymer. | Acts as a disc spacer and holds bone graft. | Intervertebral disc space. | Y | N | Eligible
K182285 | K971272 | K111786 | K121252 | K122284 | K955848 | [86 empty] | Paonan Biotech Co., Ltd. | Vivi Tsai | 3F, No. 50, Lane. 258, Rueiguang Road., Neihu District | Taiwan, R.O.C. | Taipei City |  | TW | 11491 | 11491 | 2018-08-23 | 2019-06-20 | SESE | OR | KTW | Summary | OR |  | Traditional | N |  | PK High Tibial Osteotomy Correction System | 2018 | 8 | 23 | 2019 | 6 | 20 | 2018-08-23 | 2019-06-20 | 301 | OR | OR | 2 |  | N | N |  | 888.303 | 1 |  |  |  |  | Y | N | Eligible
K182287 | K123771 | [90 empty] | Imedicom Co., Ltd. | Bonggu Ha | #612, 172, LS-ro |  | Gunpo-si |  | KR | 435824 | 435824 | 2018-08-23 | 2019-04-06 | SESE | OR | HRX | Summary | OR |  | Traditional | N |  | MEDINAUT Plus | 2018 | 8 | 23 | 2019 | 4 | 6 | 2018-08-23 | 2019-04-06 | 226 | OR | OR | 2 |  | N | Y |  | 888.11 | 1 | Validated reprocessing instructions and reprocessing validation data for this device type must be included in a 510(k) submission if the device is reusable and has specific design features (please refer to Table 2 of 82 FR 26807, available at https://www.gpo.gov/fdsys/pkg/FR-2017-06-09/pdf/2017-12007.pdf). |  |  |  | N | N | Ineligible
K182301 | K882234 | K884796 | K952830 | K961685 | K971189 | K032115 | K063633 | K943462 | K062654 | K950010 | K060515 | K991106 | K984158 | [78 empty] | DePuy Orthopaedics, Inc. | Kathy Harris | 700 Orthopaedic Drive |  | Warsaw | IN | US | 46582 | 46582 | 2018-08-24 | 2019-11-08 | SESE | OR | JWH | Summary | OR |  | Traditional | N |  | PFC SIGMA Knee System | 2018 | 8 | 24 | 2019 | 11 | 8 | 2018-08-24 | 2019-11-08 | 441 | OR | OR | 2 |  | N | N |  | 888.356 | 1 |  |  |  |  | Y | N | Eligible
K182307 | K170693 | K171376 | K120419 | K123810 | K130147 | [86 empty] | Paragon 28, Inc | Eric Lintula | 4B Inverness Ct. E, Ste 280 |  | Englewood | CO | US | 80112 | 80112 | 2018-08-24 | 2019-01-14 | SESE | OR | HSB | Summary | OR |  | Traditional | N |  | Small Bone Phantom® Intramedullary Nail System; TTC Phantom® Intramedullary Nail System | 2018 | 8 | 24 | 2019 | 1 | 14 | 2018-08-24 | 2019-01-14 | 143 | OR | OR | 2 |  | N | N |  | 888.302 | 1 |  |  |  |  | Y | N | Eligible
K182321 | K121874 | K140669 | K142882 | K093472 | K110087 | K123705 | K111481 | K094035 | K112898 | K122873 | K840643 | K901364 | K912654 | K911728 | K920831 | K864857 | K943302 | K862702 | K935206 | K940486 | K121297 | K171273 | K112802 | K161840 | K953653 | K151008 | K142187 | [64 empty] | Waldemar Link GmbH & Co. KG | Karen Sonnenberger | Oststrabe 4-10 |  | Norderstedt |  | DE | 22844 | 22844 | 2018-08-27 | 2019-05-24 | SESE | OR | LZO | Summary | OR |  | Traditional | N |  | MobileLink Acetabular Cup System | 2018 | 8 | 27 | 2019 | 5 | 24 | 2018-08-27 | 2019-05-24 | 270 | OR | OR | 2 |  | N | N |  | 888.3353 | 1 |  |  |  |  | Y | N | Eligible
K182342 | K101700 | K170038 | [89 empty] | Fusion Orthopedics, LLC | Eli Jacobson | 4135 S. Power Rd., Suite 110 |  | Mesa | AZ | US | 85212 | 85212 | 2018-08-28 | 2019-05-21 | SESE | OR | HWC | Summary | OR |  | Traditional | N |  | IntraLock Lapidus System | 2018 | 8 | 28 | 2019 | 5 | 21 | 2018-08-28 | 2019-05-21 | 266 | OR | OR | 2 |  | N | N |  | 888.304 | 1 |  |  |  |  | Y | N | Eligible
K182349 | K171425 | K173537 | [89 empty] | Medos International, SARL | Desiree Saracino | Chemin-Blanc 38 |  | Le Locle |  | CH | 2400 | 2400 | 2018-08-29 | 2019-04-03 | SESE | OR | MAX | Summary | OR |  | Traditional | N |  | CONCORDE LIFT | 2018 | 8 | 29 | 2019 | 4 | 3 | 2018-08-29 | 2019-04-03 | 217 | OR | OR | 2 |  | N | N |  | 888.308 | 1 | Intended to stabilize spinal segment to promote fusion in order to restrict motion and decrease pain using bone graft. | hollow cylinder or rectangular box made of metal or polymer | Acts as a disc spacer and holds bone graft. | intervertebral disc space | Y | N | Eligible
K182375 | K124058 | [90 empty] | Globus Medical Inc. | Kelly J. Baker | 2560 General Armistead Ave. |  | Audubon | PA | US | 19403 | 19403 | 2018-08-31 | 2019-04-08 | SESE | OR | NKB | Summary | OR |  | Traditional | N |  | CREO® Stabilization System, Navigation Instruments, ExcelsiusGPS® | 2018 | 8 | 31 | 2019 | 4 | 8 | 2018-08-31 | 2019-04-08 | 220 | OR | OR | 2 |  | N | N |  | 888.307 | 1 | Intended to provide immobilization and stabilization of spinal segments in thoracic, lumbar, and sacral spine as an adjunct to fusion. |  |  |  | Y | N | Eligible
K182406 | K073502 | K160976 | K171329 | K141358 | [87 empty] | Altus Partners, LLC | Mark Melton | 1340 Enterprise Drive |  | West Chester | PA | US | 19380 | 19380 | 2018-09-04 | 2019-02-22 | SESE | OR | MAX | Summary | OR |  | Traditional | N |  | Altus Spine Interbody Fusion System | 2018 | 9 | 4 | 2019 | 2 | 22 | 2018-09-04 | 2019-02-22 | 171 | OR | OR | 2 |  | N | N |  | 888.308 | 1 | Intended to stabilize spinal segment to promote fusion in order to restrict motion and decrease pain using bone graft. | hollow cylinder or rectangular box made of metal or polymer | Acts as a disc spacer and holds bone graft. | intervertebral disc space | Y | N | Eligible
K182416 | K171082 | [90 empty] | BAUI Biotech CO., LTD. | Herman Jhan | 6F., No.8, Sec. 1, Zhongxing Rd., Wugu Dist. |  | New Taipei City |  | TW | 24872 | 24872 | 2018-09-04 | 2019-06-11 | SESE | OR | NKB | Summary | OR |  | Abbreviated | N |  | NOVA Minimally Invasive System | 2018 | 9 | 4 | 2019 | 6 | 11 | 2018-09-04 | 2019-06-11 | 280 | OR | OR | 2 |  | N | N |  | 888.307 | 1 | Intended to provide immobilization and stabilization of spinal segments in thoracic, lumbar, and sacral spine as an adjunct to fusion. |  |  |  | Y | N | Eligible
K182439 | K992487 | [90 empty] | ConMed Corporation | Diana L. Nader-Martone | 525 French Road |  | Utica | NY | US | 13502 | 13502 | 2018-09-07 | 2019-01-08 | SESE | OR | MBI | Summary | OR |  | Traditional | N |  | TruShot with Y-Knot Shallow All-Suture Anchor | 2018 | 9 | 7 | 2019 | 1 | 8 | 2018-09-07 | 2019-01-08 | 123 | OR | OR | 2 |  | N | N |  | 888.304 | 1 |  |  |  |  | Y | N | Eligible
K182468 | K033716 | K061434 | K062419 | K153345 | K093644 | K103233 | K112556 | K103479 | K120578 | K172634 | K983502 | K983382 | K072020 | [78 empty] | Howmedica Osteonics Corp aka Stryker Orthopaedics | Shahrir Alam | 325 Corporate Dr. |  | Mahwah | NJ | US | 7430 | 7430 | 2018-09-10 | 2019-03-19 | SESE | OR | LPH | Summary | OR |  | Traditional | N |  | Trident X3 Acetabular Inserts, ADM and MDM X3 Acetabular Inserts, Accolade II Hip System | 2018 | 9 | 10 | 2019 | 3 | 19 | 2018-09-10 | 2019-03-19 | 190 | OR | OR | 2 |  | N | N |  | 888.3358 | 1 |  |  |  |  | Y | N | Eligible
K182477 | K160125 | K173324 | K081730 | K091088 | P980048 | K024364 | [85 empty] | Additive Implants, LLC | Jeff Horn | 3101 E. Shea Blvd, Suite 114 |  | Pheonix | AZ | US | 85028 | 85028 | 2018-09-10 | 2019-01-28 | SESE | OR | ODP | Summary | OR |  | Traditional | N |  | Cervical Spacer | 2018 | 9 | 10 | 2019 | 1 | 28 | 2018-09-10 | 2019-01-28 | 140 | OR | OR | 2 |  | N | N |  | 888.308 | 1 | Intended to stabilize cervical spinal segment to promote fusion in order to restrict motion and decrease pain using bone graft. | Hollow cylinder or rectangular box made of metal or polymer. | Acts as a disc spacer and holds bone graft. | Intervertebral disc space. | Y | N | Eligible
K182478 | K180210 | [90 empty] | Evolution Spine, LLC | Douglas Davis | 4225 Office Parkway |  | Dallas | TX | US | 75204 | 75204 | 2018-09-10 | 2019-01-15 | SESE | OR | NKB | Summary | OR |  | Traditional | N |  | Whistler Modular Pedicle Screw System | 2018 | 9 | 10 | 2019 | 1 | 15 | 2018-09-10 | 2019-01-15 | 127 | OR | OR | 2 |  | N | N |  | 888.307 | 1 | Intended to provide immobilization and stabilization of spinal segments in thoracic, lumbar, and sacral spine as an adjunct to fusion. |  |  |  | Y | N | Eligible
K182489 | K141632 | K792352 | K926453 | K072650 | [87 empty] | Solco Biomedical Co., Ltd. | Il Kim | 154 Seotan-Ro, Seotan-Myeon |  | Pyeongtaek |  | KR | 17704 | 17704 | 2018-09-11 | 2019-01-16 | SESE | OR | KWQ | Summary | OR |  | Traditional | N |  | 4CIS® Pinehurst Anterior Cervical Plate system | 2018 | 9 | 11 | 2019 | 1 | 16 | 2018-09-11 | 2019-01-16 | 127 | OR | OR | 2 |  | N | N |  | 888.306 | 1 |  |  |  |  | Y | N | Eligible
K182500 | K152825 | K181287 | K131298 | K003044 | [87 empty] | Catalyst OrthoScience, Inc. | Dale Davison | 14710 Tamiami Trail North |  | Naples | FL | US | 34110 | 34110 | 2018-09-12 | 2019-01-11 | SESE | OR | KWT | Summary | OR |  | Traditional | N |  | Catalyst CSR Press-Fit Humeral Components | 2018 | 9 | 12 | 2019 | 1 | 11 | 2018-09-12 | 2019-01-11 | 121 | OR | OR | 2 |  | N | N |  | 888.365 | 1 |  |  |  |  | Y | N | Eligible
K182502 | K993082 | K070479 | K100269 | K173583 | [87 empty] | Exactech, Inc | Patrick Hughes | 2320 NW 66th CT |  | Gainesville | FL | US | 32653 | 32653 | 2018-09-12 | 2019-03-13 | SESE | OR | LPH | Summary | OR |  | Traditional | N |  | Alteon Acetabular Cup System | 2018 | 9 | 12 | 2019 | 3 | 13 | 2018-09-12 | 2019-03-13 | 182 | OR | OR | 2 |  | N | N |  | 888.3358 | 1 |  |  |  |  | Y | N | Eligible
K182507 | K121018 | K122314 | [89 empty] | Tigon Medical | Jeremy Clark | 517 Benfield Rd |  | Severna Park | MD | US | 21146 | 21146 | 2018-09-12 | 2019-01-21 | SESE | OR | MBI | Summary | OR |  | Traditional | N |  | Tigon Medical Tissue Anchors | 2018 | 9 | 12 | 2019 | 1 | 21 | 2018-09-12 | 2019-01-21 | 131 | OR | OR | 2 |  | N | N |  | 888.304 | 1 |  |  |  |  | Y | N | Eligible
K182516 | K143552 | K171858 | K173388 | K060692 | [87 empty] | Biomet Manufacturing Corp | Jeff Gensler | 56 East Bell Drive |  | Warsaw | IN | US | 46582 | 46582 | 2018-09-13 | 2019-04-22 | SESE | OR | PKC | Summary | OR |  | Traditional | N |  | Comprehensive Nano Stemless Shoulder | 2018 | 9 | 13 | 2019 | 4 | 22 | 2018-09-13 | 2019-04-22 | 221 | OR | OR | 2 |  | N | N |  | 888.366 | 1 | Replacement of the humeral head for total anatomic shoulder arthroplasty | Short metallic humeral stem contained entirely within the metaphysis. | Humeral head is resected and canal is created to accept humeral stem component | Shoulder. Proximal humerus. | Y | N | Eligible
K182524 | K133759 | K122326 | [89 empty] | MiRus, LLC | Jordan Bauman | 2150 Newmarket Parkway Suite 108 |  | Marietta | GA | US | 30067 | 30067 | 2018-09-13 | 2019-06-17 | SESE | OR | OLO | Summary | NE |  | Traditional | N |  | GALILEO Spine Alignment Monitoring System | 2018 | 9 | 13 | 2019 | 6 | 17 | 2018-09-13 | 2019-06-17 | 277 | OR | NE | 2 |  | N | N |  | 882.456 | 1 | Stereotaxic guidance during orthopedic surgery procedures. Indicated for Orthopedic joint or spine surgery. Neurological stereotaxic instruments are classified under product code HAW. | Device consists of Camera, computer, various shaped tracking arrays, computer interface for commmunication between user and device. | User loads Computer software pre-Op to plan surgery procedure, then registers the patient anatomy during surgery to allow software to track patient anatomy, implants, and surgical tools in real time/space. | Orthopedic joints and spinal procedures where tracking of instrumentation is desired. | N | N | Eligible
K182544 | K171813 | K974749 | K000236 | K011437 | K172546 | K091725 | K031585 | K053573 | K161766 | [82 empty] | L&K BioMed Co., Ltd. | Jihyeon Seo | #201, 202 16-25, Dongbaekjungang-ro 16 beon-gil, | Giheung-gu | Yongin-si |  | KR | 17015 | 17015 | 2018-09-17 | 2019-05-28 | SESE | OR | NKB | Summary | OR |  | Traditional | N |  | AccelFix Spinal Fixation System | 2018 | 9 | 17 | 2019 | 5 | 28 | 2018-09-17 | 2019-05-28 | 253 | OR | OR | 2 |  | N | N |  | 888.307 | 1 | Intended to provide immobilization and stabilization of spinal segments in thoracic, lumbar, and sacral spine as an adjunct to fusion. |  |  |  | Y | N | Eligible
K182608 | K162587 | K172888 | [89 empty] | Silony Medical GmbH | Bircan Tasdelen | Leinfelder Straße 60 |  | Leinfelden-Echterdingen |  | DE | d-70771 | d-70771 | 2018-09-21 | 2019-06-13 | SESE | OR | ODP | Summary | OR |  | Traditional | N |  | Oyster ACIF Cage | 2018 | 9 | 21 | 2019 | 6 | 13 | 2018-09-21 | 2019-06-13 | 265 | OR | OR | 2 |  | N | N |  | 888.308 | 1 | Intended to stabilize cervical spinal segment to promote fusion in order to restrict motion and decrease pain using bone graft. | Hollow cylinder or rectangular box made of metal or polymer. | Acts as a disc spacer and holds bone graft. | Intervertebral disc space. | Y | N | Eligible
K182621 | K163258 | K091549 | [89 empty] | ConMed Corporation | Diana L. Nader-Martone | 525 French Road |  | Utica | NY | US | 13502 | 13502 | 2018-09-24 | 2019-01-04 | SESE | OR | MBI | Summary | OR |  | Special | N |  | CrossFT Knotless Deep Thread Suture Anchor with Disposable Driver | 2018 | 9 | 24 | 2019 | 1 | 4 | 2018-09-24 | 2019-01-04 | 102 | OR | OR | 2 |  | N | N |  | 888.304 | 1 |  |  |  |  | Y | N | Eligible
K182650 | K012114 | K082072 | K102694 | K162507 | K030310 | K133166 | [85 empty] | Truemed Group LLC | Nina Galeana Rodriguez | 2002 Timberloch Place Suite 200 |  | The Woodlands | TX | US | 77380 | 77380 | 2018-09-24 | 2019-06-10 | SESE | OR | HRS | Summary | OR |  | Traditional | N |  | Arzzt Distal Radius and Ulna System | 2018 | 9 | 24 | 2019 | 6 | 10 | 2018-09-24 | 2019-06-10 | 259 | OR | OR | 2 |  | N | N |  | 888.303 | 1 |  |  |  |  | Y | N | Eligible
K182677 | K140741 | K171376 | K101934 | K081071 | [87 empty] | Medshape, Inc. | Akhilesh Gokhale | 1575 Northside Drive, Suite 440 |  | Atlanta | GA | US | 30318 | 30318 | 2018-09-26 | 2019-02-14 | SESE | OR | HWC | Summary | OR |  | Traditional | N |  | DynaNail Mini | 2018 | 9 | 26 | 2019 | 2 | 14 | 2018-09-26 | 2019-02-14 | 141 | OR | OR | 2 |  | N | N |  | 888.304 | 1 |  |  |  |  | Y | N | Eligible
K182678 | K063251 | K071856 | K081007 | [88 empty] | Zimmer, Inc | Caleb Barylski | PO Box 708 |  | Warsaw | IN | US | 46581-0708 | 46581-0708 | 2018-09-26 | 2019-05-31 | SESE | OR | LPH | Summary | OR |  | Traditional | N |  | Zimmer M/L Taper Hip Prosthesis with Kinectiv Technology MR Labeling | 2018 | 9 | 26 | 2019 | 5 | 31 | 2018-09-26 | 2019-05-31 | 247 | OR | OR | 2 |  | N | N |  | 888.3358 | 1 |  |  |  |  | Y | N | Eligible
K182704 | K090666 | K171173 | K110805 | K180736 | K081149 | K041595 | K061798 | [84 empty] | WishBone Medical | Gary Barnett | 1250 North Pointe Drive |  | Warsaw | IN | US | 46992 | 46992 | 2018-09-27 | 2019-06-25 | SESE | OR | OBT | Summary | OR |  | Traditional | N |  | WishBone Guided Growth System | 2018 | 9 | 27 | 2019 | 6 | 25 | 2018-09-27 | 2019-06-25 | 271 | OR | OR | 2 |  | N | N |  | 888.303 | 1 | Intended to redirect the angle of growth of long bone(s) only in pediatric patients. Indicated for temporary or permanent epiphysiodesis. For gradually correcting angular deformities of long bones in pediatric patients with an open physis. Specific conditions/diseases for which the device will be indicated include valgus, varus, or flexion extension deformities of the knee (femur and/or tibia); valgus, varus or plantar flexion deformities of the ankle, valgus or varus deformities of the elbow, as well as radial or ulnar deviation, flexion or extension deformities of the wrist (radius). The device may be removed when growth has equalized or the growth plate has fused. | Metallic bone fixation appliances and accessories | Mechanical bone fixation | Long bone growth plates only. Spinal indications require additional testing, labeling and an different product code. | Y | Y | Eligible
K182705 | K173380 | [90 empty] | b-ONE Ortho Corp. | Allison Gecik | 3 Wing Drive Suite #259 |  | Cedar Knolls | NJ | US | 7927 | 7927 | 2018-09-27 | 2019-02-14 | SESE | OR | LZO | Summary | OR |  | Traditional | N |  | Juveno Hip System Femoral Stem, b-ONE Primary Acetabular System Cups | 2018 | 9 | 27 | 2019 | 2 | 14 | 2018-09-27 | 2019-02-14 | 140 | OR | OR | 2 |  | N | N |  | 888.3353 | 1 |  |  |  |  | Y | N | Eligible
K182718 | K142419 | K051567 | K100776 | K142906 | K081546 | K142906 | [85 empty] | Gm Dos Reis Industria E Comerico Ltda. | Paula Oliveira | Avenida Pierre Simon De La Place 600 |  | Campinas |  | BR | 13069320 | 13069320 | 2018-09-28 | 2019-12-23 | SESE | OR | HRS | Summary | OR |  | Traditional | N |  | Mini and Micro Fragments Reconstruction System  GMReis | 2018 | 9 | 28 | 2019 | 12 | 23 | 2018-09-28 | 2019-12-23 | 451 | OR | OR | 2 |  | N | N |  | 888.303 | 1 |  |  |  |  | Y | N | Eligible
K182721 | K150231 | K132049 | K124004 | [88 empty] | Choice Spine, LP. | Kim Finch | 400 Erin Drive |  | Knoxville | TN | US | 37919 | 37919 | 2018-09-28 | 2019-01-08 | SESE | OR | OLO | Summary | NE |  | Traditional | N |  | Choice Spine Navigation System | 2018 | 9 | 28 | 2019 | 1 | 8 | 2018-09-28 | 2019-01-08 | 102 | OR | NE | 2 |  | N | N |  | 882.456 | 1 | Stereotaxic guidance during orthopedic surgery procedures. Indicated for Orthopedic joint or spine surgery. Neurological stereotaxic instruments are classified under product code HAW. | Device consists of Camera, computer, various shaped tracking arrays, computer interface for commmunication between user and device. | User loads Computer software pre-Op to plan surgery procedure, then registers the patient anatomy during surgery to allow software to track patient anatomy, implants, and surgical tools in real time/space. | Orthopedic joints and spinal procedures where tracking of instrumentation is desired. | N | N | Eligible
K182731 | K161210 | K153203 | K153603 | K172268 | [87 empty] | Corelink LLC | Steven D. Mounts | 7911 Forsyth Blvd, Suite #200 |  | St. Louis | MO | US | 63105 | 63105 | 2018-09-28 | 2019-12-13 | SESE | OR | OLO | Summary | NE |  | Traditional | N |  | Corelink Navigation Instruments | 2018 | 9 | 28 | 2019 | 12 | 13 | 2018-09-28 | 2019-12-13 | 441 | OR | NE | 2 |  | N | N |  | 882.456 | 1 | Stereotaxic guidance during orthopedic surgery procedures. Indicated for Orthopedic joint or spine surgery. Neurological stereotaxic instruments are classified under product code HAW. | Device consists of Camera, computer, various shaped tracking arrays, computer interface for commmunication between user and device. | User loads Computer software pre-Op to plan surgery procedure, then registers the patient anatomy during surgery to allow software to track patient anatomy, implants, and surgical tools in real time/space. | Orthopedic joints and spinal procedures where tracking of instrumentation is desired. | N | N | Eligible
K182771 | K143731 | [90 empty] | Implanet, S.A. | Fabienne Larquey Cadiere | Technopole Bordeaux Montesquieu |  | Allée François Magendie |  | FR |  |  | 2018-09-28 | 2019-03-12 | SESE | OR | NKB | Summary | OR |  | Traditional | N |  | ISS-JAZZ Screw System and JAZZ CAP SP | 2018 | 9 | 28 | 2019 | 3 | 12 | 2018-09-28 | 2019-03-12 | 165 | OR | OR | 2 |  | N | N |  | 888.307 | 1 | Intended to provide immobilization and stabilization of spinal segments in thoracic, lumbar, and sacral spine as an adjunct to fusion. |  |  |  | Y | N | Eligible
K182785 | K182786 | K150520 | K121651 | K120359 | K090692 | K071264 | K150456 | K153034 | K123875 | K113652 | K141949 | [80 empty] | aap Implantate AG | Annesha Lahiri | Lorenzweg 5 |  | Berlin |  | DE | D-12099 | D-12099 | 2018-10-01 | 2019-06-19 | SESE | OR | HRS | Summary | OR |  | Traditional | N |  | LOQTEQ VA Foot Plates 2.5 | 2018 | 10 | 1 | 2019 | 6 | 19 | 2018-10-01 | 2019-06-19 | 261 | OR | OR | 2 |  | N | N |  | 888.303 | 1 |  |  |  |  | Y | N | Eligible
K182799 | K140390 | K140082 | K071032 | [88 empty] | Arthrex Inc. | David L Rogers | 1370 Creekside Boulevard |  | Naples | FL | US | 34108-1945 | 34108-1945 | 2018-10-02 | 2019-03-08 | SESE | OR | KWS | Summary | OR |  | Traditional | N |  | Arthrex Univers II Shoulder Prosthesis System: Titanium Humeral Heads | 2018 | 10 | 2 | 2019 | 3 | 8 | 2018-10-02 | 2019-03-08 | 157 | OR | OR | 2 |  | N | N |  | 888.366 | 1 |  |  |  |  | Y | N | Eligible
K182818 | K991407 | K072411 | [89 empty] | aap Implantate AG | Annesha Lahiri | Lorenzweg 5 |  | Berlin |  | DE | D-12099 | D-12099 | 2018-10-03 | 2019-08-01 | SESE | OR | HRS | Summary | OR |  | Traditional | N |  | LOQTEQ VA Calcaneus Plate 3.5 | 2018 | 10 | 3 | 2019 | 8 | 1 | 2018-10-03 | 2019-08-01 | 302 | OR | OR | 2 |  | N | N |  | 888.303 | 1 |  |  |  |  | Y | N | Eligible
K182837 | K110353 | K171369 | K070573 | K142838 | K042508 | K111076 | [85 empty] | Medacta International SA | Stefano Baj | Strada Regina |  | Castel San Pietro |  | CH | CH-6874 | CH-6874 | 2018-10-09 | 2019-01-22 | SESE | OR | NKG | Summary | OR |  | Traditional | N |  | M.U.S.T. Mini Extension | 2018 | 10 | 9 | 2019 | 1 | 22 | 2018-10-09 | 2019-01-22 | 105 | OR | OR | 2 |  | N | N |  | 888.3075 | 1 | Posterior cervical screw systems are intended for use in fusion procedures of the cervical spine and/or craniocervical junction and/or cervicothoracic junction for: 1) spinal fractures and dislocations; 2) deformities; 3) instabilities; 4) failed previous fusions; 5) tumors; 6) inflammatory disorders; 7) spinal degeneration, 8) facet degeneration with instability; and 9) reconstruction following decompression to treat radiculopathy and/or myelopathy. These systems are also intended to stabilize the spine in the absence of fusion for a limited time period in patients with tumors involving the cervical spine in whom life expectancy is of insufficient duration to permit achievement of fusion. | Metallic plates, longitudinal members (e.g., rods) and other device-specific accessories. | Use of screws and longitudinal members (e.g., rods) to stabilization spinal segments for fusion. | Posterior cervical spine | Y | N | Eligible
K182848 | K151511 | [90 empty] | Medtech S.A. | Serge Tabet | ZAC Eureka - 900 Rue du Mas de Verchant |  | Montpellier |  | FR | 34000 | 34000 | 2018-10-09 | 2019-03-22 | SESE | OR | OLO | Summary | NE |  | Traditional | N |  | ROSA ONE Spine application | 2018 | 10 | 9 | 2019 | 3 | 22 | 2018-10-09 | 2019-03-22 | 164 | OR | NE | 2 |  | N | N |  | 882.456 | 1 | Stereotaxic guidance during orthopedic surgery procedures. Indicated for Orthopedic joint or spine surgery. Neurological stereotaxic instruments are classified under product code HAW. | Device consists of Camera, computer, various shaped tracking arrays, computer interface for commmunication between user and device. | User loads Computer software pre-Op to plan surgery procedure, then registers the patient anatomy during surgery to allow software to track patient anatomy, implants, and surgical tools in real time/space. | Orthopedic joints and spinal procedures where tracking of instrumentation is desired. | N | N | Eligible
K182872 | K923277 | K933539 | K122239 | K152431 | [87 empty] | Waldemar Link GmbH & Co. KG | Andre von Malotki | Oststrabe 4-10 |  | Norderstedt |  | DE | 22844 | 22844 | 2018-10-12 | 2019-04-03 | SESE | OR | JWH | Summary | OR |  | Traditional | N |  | LINK GEMINI SL Total Knee System | 2018 | 10 | 12 | 2019 | 4 | 3 | 2018-10-12 | 2019-04-03 | 173 | OR | OR | 2 |  | N | N |  | 888.356 | 1 |  |  |  |  | Y | N | Eligible
K182877 | K113447 | K071724 | K081968 | K102293 | K123231 | K152512 | K163481 | K172947 | [83 empty] | Astura Medical, LLC | Parker Kelch | 3186 Lionshead Ave, Suite 100 |  | Carlsbad | CA | US | 92010 | 92010 | 2018-10-15 | 2019-05-03 | SESE | OR | MAX | Summary | OR |  | Traditional | N |  | HALF DOME Posterior Lumbar Interbody System | 2018 | 10 | 15 | 2019 | 5 | 3 | 2018-10-15 | 2019-05-03 | 200 | OR | OR | 2 |  | N | N |  | 888.308 | 1 | Intended to stabilize spinal segment to promote fusion in order to restrict motion and decrease pain using bone graft. | hollow cylinder or rectangular box made of metal or polymer | Acts as a disc spacer and holds bone graft. | intervertebral disc space | Y | N | Eligible
K182885 | K152623 | K130640 | K081038 | K063100 | K021461 | K970806 | K140417 | K141599 | K021761 | K992110 | K061274 | K042922 | K030327 | K994239 | K141632 | [76 empty] | Medtronic Sofamor Danek USA, Inc. | Kanesha Hines | 1800 Pyramid Place |  | Memphis | TN | US | 38132 | 38132 | 2018-10-15 | 2019-02-06 | SESE | OR | KWQ | Summary | OR |  | Traditional | N |  | Atlantis Anterior Cervical Plate, Divergence Anterior Cervical Fusion System, Premier Anterior Cervical Plate, Venture Anterior Cervical Plate, Zephir Anterior Cervical Plate System and Zevo Anterior Cervical Plate System | 2018 | 10 | 15 | 2019 | 2 | 6 | 2018-10-15 | 2019-02-06 | 114 | OR | OR | 2 |  | N | N |  | 888.306 | 1 |  |  |  |  | Y | N | Eligible
K182898 | K110145 | [90 empty] | Paragon 28, Inc | Eric Lintula | 4B Inverness Ct. E, STE 280 |  | Englewood | CO | US | 80112 | 80112 | 2018-10-16 | 2019-01-14 | SESE | OR | MBI | Summary | OR |  | Traditional | N |  | TenoTac Soft Tissue Fixation System | 2018 | 10 | 16 | 2019 | 1 | 14 | 2018-10-16 | 2019-01-14 | 90 | OR | OR | 2 |  | N | N |  | 888.304 | 1 |  |  |  |  | Y | N | Eligible
K182919 | K112028 | [90 empty] | Biofusion Medical | Rylan Reed | 2503 Cedarview Drive |  | Austin | TX | US | 78704 | 78704 | 2018-10-19 | 2019-01-25 | SESE | OR | OUR | Summary | OR |  | Traditional | N |  | SI-Restore® Sacroiliac Joint Fixation System | 2018 | 10 | 19 | 2019 | 1 | 25 | 2018-10-19 | 2019-01-25 | 98 | OR | OR | 2 |  | N | N |  | 888.304 | 1 | sacroiliac joint fusion | may be used with bone graft, should not be used with bone cement | bridges both sides of the joint, preventing motion | sacroiliac joint | Y | N | Eligible
K182920 | K160924 | K151310 | K151322 | [88 empty] | MiRus, LLC | Jordan Bauman | 2150 Newmarket Parkway |  | Marietta | GA | US | 30067 | 30067 | 2018-10-19 | 2019-03-13 | SESE | OR | MAX | Summary | OR |  | Traditional | N |  | MiRus Lumbar Interbody Fusion System consisting of CALLISTO PEEK Posterior Lumbar Interbody Fusion (PLIF); HYPERION PEEK Transforaminal Lumbar Interbody Fusion (TLIF); CALPYSO PEEK Lateral Lumbar Interbody Fusion (LLIF); ANTARES PEEK Anterior Lumbar Interbody Fusion (ALIF) | 2018 | 10 | 19 | 2019 | 3 | 13 | 2018-10-19 | 2019-03-13 | 145 | OR | OR | 2 |  | N | N |  | 888.308 | 1 | Intended to stabilize spinal segment to promote fusion in order to restrict motion and decrease pain using bone graft. | hollow cylinder or rectangular box made of metal or polymer | Acts as a disc spacer and holds bone graft. | intervertebral disc space | Y | N | Eligible
K182928 | K020709 | K042790 | K052609 | K050809 | K061915 | K182119 | [85 empty] | Medtronic Sofamor Danek USA, Inc. | Raphael McInnis | 1800 Pyramid Place |  | Memphis | TN | US | 38132 | 38132 | 2018-10-22 | 2019-01-11 | SESE | OR | NQP | Summary | OR |  | Traditional | N |  | CD Horizon Spinal System | 2018 | 10 | 22 | 2019 | 1 | 11 | 2018-10-22 | 2019-01-11 | 81 | OR | OR | 2 |  | N | N |  | 888.307 | 1 | This device is a posterior spinal system that contains polymer and metal components. This spinal system is to be used with bone graft and is an adjunct to fusion in the treatment of acute and chronic instabilities or deformities of the thoracic, lumbar, and sacral spine. |  |  |  | Y | N | Eligible
K182941 | K101679 | K082810 | K071177 | K061863 | K051219 | [86 empty] | Medos International SARL | Elizabeth Messana | Chemin-Blanc 38, Case Postale |  | Le Locle |  | CH | ch 2400 | ch 2400 | 2018-10-23 | 2019-02-26 | SESE | OR | MBI | Summary | OR |  | Traditional | N |  | HEALIX ADVANCE SP PEEK Anchor | 2018 | 10 | 23 | 2019 | 2 | 26 | 2018-10-23 | 2019-02-26 | 126 | OR | OR | 2 |  | N | N |  | 888.304 | 1 |  |  |  |  | Y | N | Eligible
K182943 | K142111 | K011716 | K142292 | K991482 | K061594 | [86 empty] | Nvision Biomedical Technologies, LLC | Diana Langham | 4754 Shavano Oak, Suite 101 |  | San Antonio | TX | US | 78249 | 78249 | 2018-10-23 | 2019-04-04 | SESE | OR | JDR | Summary | OR |  | Traditional | N |  | VERTEX Nitinol Staple System | 2018 | 10 | 23 | 2019 | 4 | 4 | 2018-10-23 | 2019-04-04 | 163 | OR | OR | 2 |  | N | N |  | 888.303 | 1 |  |  |  |  | Y | N | Eligible
K182955 | K933352 | K960962 | [89 empty] | ConMed Corporation | Jeremy Walter | 525 French Road |  | Utica | NY | US | 13502 | 13502 | 2018-10-24 | 2019-01-22 | SESE | OR | HWC | Summary | OR |  | Traditional | N |  | EZStart Interference Screw | 2018 | 10 | 24 | 2019 | 1 | 22 | 2018-10-24 | 2019-01-22 | 90 | OR | OR | 2 |  | N | N |  | 888.304 | 1 |  |  |  |  | Y | N | Eligible
K182964 | K151511 | K172219 | [89 empty] | Orthosoft Inc. (d/b/a Zimmer CAS) | Eric DesRosiers | 75 Queen Street Ste. 3300 |  | Montreal |  | CA | H3C 2N6 | H3C 2N6 | 2018-10-25 | 2019-01-24 | SESE | OR | OLO | Summary | NE |  | Traditional | N |  | ROSA Knee System | 2018 | 10 | 25 | 2019 | 1 | 24 | 2018-10-25 | 2019-01-24 | 91 | OR | NE | 2 |  | N | N |  | 882.456 | 1 | Stereotaxic guidance during orthopedic surgery procedures. Indicated for Orthopedic joint or spine surgery. Neurological stereotaxic instruments are classified under product code HAW. | Device consists of Camera, computer, various shaped tracking arrays, computer interface for commmunication between user and device. | User loads Computer software pre-Op to plan surgery procedure, then registers the patient anatomy during surgery to allow software to track patient anatomy, implants, and surgical tools in real time/space. | Orthopedic joints and spinal procedures where tracking of instrumentation is desired. | N | N | Eligible
K182968 | K163656 | [90 empty] | Stryker GmbH | Jackie Perri | 325 Corporate Drive |  | Mahwah | NJ | US | 7430 | 7430 | 2018-10-26 | 2019-01-25 | SESE | OR | KTT | Summary | OR |  | Traditional | N |  | Hoffmann LRF System | 2018 | 10 | 26 | 2019 | 1 | 25 | 2018-10-26 | 2019-01-25 | 91 | OR | OR | 2 |  | N | N |  | 888.303 | 1 |  |  |  |  | Y | N | Eligible
K182970 | K082942 | K041801 | K071495 | K041119 | [87 empty] | MiRus, LLC | Jordan Bauman | 2150 Newmarket Parkway, Suite 108 |  | Marietta | GA | US | 30067 | 30067 | 2018-10-26 | 2019-01-22 | SESE | OR | NKB | Summary | OR |  | Traditional | N |  | EUROPA Pedicle Screw System | 2018 | 10 | 26 | 2019 | 1 | 22 | 2018-10-26 | 2019-01-22 | 88 | OR | OR | 2 |  | N | N |  | 888.307 | 1 | Intended to provide immobilization and stabilization of spinal segments in thoracic, lumbar, and sacral spine as an adjunct to fusion. |  |  |  | Y | N | Eligible
K182974 | K170126 | K169089 | K180498 | K151974 | [87 empty] | NuVasive, Incorporated | Joseph De La Rosa | 7475 Lusk Boulevard |  | San Diego | CA | US | 92121 | 92121 | 2018-10-26 | 2019-02-13 | SESE | OR | NKB | Summary | OR |  | Traditional | N |  | NuVasive Reline System | 2018 | 10 | 26 | 2019 | 2 | 13 | 2018-10-26 | 2019-02-13 | 110 | OR | OR | 2 |  | N | N |  | 888.307 | 1 | Intended to provide immobilization and stabilization of spinal segments in thoracic, lumbar, and sacral spine as an adjunct to fusion. |  |  |  | Y | N | Eligible
K182982 | K143628 | K143375 | K140454 | K171250 | K172166 | [86 empty] | Astura Medical | Parker Kelch | 3186 Lionshead Ave. Suite 100 |  | Carlsbad | CA | US | 92010 | 92010 | 2018-10-29 | 2019-01-04 | SESE | OR | OLO | Summary | NE |  | Traditional | N |  | BridalVeil Navigated Instruments | 2018 | 10 | 29 | 2019 | 1 | 4 | 2018-10-29 | 2019-01-04 | 67 | OR | NE | 2 |  | N | N |  | 882.456 | 1 | Stereotaxic guidance during orthopedic surgery procedures. Indicated for Orthopedic joint or spine surgery. Neurological stereotaxic instruments are classified under product code HAW. | Device consists of Camera, computer, various shaped tracking arrays, computer interface for commmunication between user and device. | User loads Computer software pre-Op to plan surgery procedure, then registers the patient anatomy during surgery to allow software to track patient anatomy, implants, and surgical tools in real time/space. | Orthopedic joints and spinal procedures where tracking of instrumentation is desired. | N | N | Eligible
K182987 | K103034 | K181347 | K170503 | K161404 | K161438 | K153123 | [85 empty] | Genesys Spine | William W. Sowers | 1250 South Capital of Texas Highway, Building 3 Suite 600 |  | Austin | TX | US | 78746 | 78746 | 2018-10-29 | 2019-12-12 | SESE | OR | MAX | Summary | OR |  | Traditional | N |  | Genesys Spine 3DP Lumbar Interbody System | 2018 | 10 | 29 | 2019 | 12 | 12 | 2018-10-29 | 2019-12-12 | 409 | OR | OR | 2 |  | N | N |  | 888.308 | 1 | Intended to stabilize spinal segment to promote fusion in order to restrict motion and decrease pain using bone graft. | hollow cylinder or rectangular box made of metal or polymer | Acts as a disc spacer and holds bone graft. | intervertebral disc space | Y | N | Eligible
K182991 | K172441 | K153333 | K121425 | K163650 | K153340 | [86 empty] | EPIC Extremity, LLC | Dan Schwartzbauer | 120 Marguerite Drive, Suite 301 |  | Cranberry Twp | PA | US | 16066 | 16066 | 2018-10-29 | 2019-02-13 | SESE | OR | HRS | Summary | OR |  | Traditional | N |  | EPIC Extremity Fusion Plate System | 2018 | 10 | 29 | 2019 | 2 | 13 | 2018-10-29 | 2019-02-13 | 107 | OR | OR | 2 |  | N | N |  | 888.303 | 1 |  |  |  |  | Y | N | Eligible
K183011 | K170214 | K162674 | [89 empty] | Additive Orthopaedics | Gregory Kowalczyk | 44 Riverdale Ave |  | Monmouth Beach | NJ | US | 7750 | 7750 | 2018-10-31 | 2019-01-10 | SESE | OR | HRS | Summary | OR |  | Traditional | N |  | Additive Orthopaedics Patient Specific 3D Locking Lattice Plates | 2018 | 10 | 31 | 2019 | 1 | 10 | 2018-10-31 | 2019-01-10 | 71 | OR | OR | 2 |  | N | N |  | 888.303 | 1 |  |  |  |  | Y | N | Eligible
K183025 | K180446 | K121771 | [89 empty] | b-One Ortho Corp. | Allison Gecik | 3 Wing Drive Suite #259 |  | Cedar Knolls | NJ | US | 7927 | 7927 | 2018-11-01 | 2019-01-28 | SESE | OR | JWH | Summary | OR |  | Traditional | N |  | MOBIO Total Knee System Posterior Stabilized (PS and PS+) Tibial Inserts, MOBIO Total Knee System Patellar Component | 2018 | 11 | 1 | 2019 | 1 | 28 | 2018-11-01 | 2019-01-28 | 88 | OR | OR | 2 |  | N | N |  | 888.356 | 1 |  |  |  |  | Y | N | Eligible
K183026 | K140952 | K053136 | [89 empty] | Wright Medical Technology, Inc. | Antonio Ayala | 1023 Cherry Road |  | Memphis | TN | US | 38117 | 38117 | 2018-11-01 | 2019-03-13 | SESE | OR | HWC | Summary | OR |  | Traditional | N |  | Wright Jones Fracture System | 2018 | 11 | 1 | 2019 | 3 | 13 | 2018-11-01 | 2019-03-13 | 132 | OR | OR | 2 |  | N | N |  | 888.304 | 1 |  |  |  |  | Y | N | Eligible
K183029 | K073175 | K102069 | K033363 | K162084 | [87 empty] | Medacta International SA | Stefano Baj | Strada Regina |  | Castel San Pietro |  | CH | CH-6874 | CH-6874 | 2018-11-01 | 2019-01-30 | SESE | OR | HSX | Summary | OR |  | Traditional | N |  | MOTO Partial Knee System | 2018 | 11 | 1 | 2019 | 1 | 30 | 2018-11-01 | 2019-01-30 | 90 | OR | OR | 2 |  | N | N |  | 888.352 | 1 |  |  |  |  | Y | N | Eligible
K183039 | K181742 | [90 empty] | Stryker GmbH | Tina Mornak | 325 Corporate Drive |  | Mahwah | NJ | US | 7430 | 7430 | 2018-11-01 | 2019-02-15 | SESE | OR | KWS | Summary | OR |  | Traditional | N |  | ReUnion Reversible Fracture System (RFX), ReUnion Reverse Shoulder Arthroplasty System (RSA), ReUnion Total Shoulder Arthroplasty System (TSA) | 2018 | 11 | 1 | 2019 | 2 | 15 | 2018-11-01 | 2019-02-15 | 106 | OR | OR | 2 |  | N | N |  | 888.366 | 1 |  |  |  |  | Y | N | Eligible
K183042 | K100858 | K101263 | K110598 | K111212 | K113254 | K133349 | K142139 | K163397 | K172456 | K092873 | K112069 | K041066 | K051075 | K141006 | K161742 | [76 empty] | Limacorporate S.p.A. | Roberto Gabetta | Via Nazionale 52 |  | Villanova di San Daniele |  | IT | 33038 | 33038 | 2018-11-02 | 2019-01-25 | SESE | OR | KWS | Summary | OR |  | Traditional | N |  | SMR Lateralized Connectors with screws | 2018 | 11 | 2 | 2019 | 1 | 25 | 2018-11-02 | 2019-01-25 | 84 | OR | OR | 2 |  | N | N |  | 888.366 | 1 |  |  |  |  | Y | N | Eligible
K183049 | K180687 | K113540 | K160463 | K173283 | [87 empty] | Reliance Medical Systems LLC | Bret Berry | 545 West 500 South Suite 100 |  | Bountiful | UT | US | 84010 | 84010 | 2018-11-02 | 2019-02-15 | SESE | OR | MAX | Summary | OR |  | Special | N |  | Reliance Lumbar IBF System | 2018 | 11 | 2 | 2019 | 2 | 15 | 2018-11-02 | 2019-02-15 | 105 | OR | OR | 2 |  | N | N |  | 888.308 | 1 | Intended to stabilize spinal segment to promote fusion in order to restrict motion and decrease pain using bone graft. | hollow cylinder or rectangular box made of metal or polymer | Acts as a disc spacer and holds bone graft. | intervertebral disc space | Y | N | Eligible
K183054 | K003275 | [90 empty] | DePuy Synthes Spine | Michelle Hughes | 325 Paramount Drive |  | Raynham | MA | US | 2767 | 2767 | 2018-11-02 | 2019-05-23 | SESE | OR | MQP | Summary | OR |  | Traditional | N |  | SYNMESH System | 2018 | 11 | 2 | 2019 | 5 | 23 | 2018-11-02 | 2019-05-23 | 202 | OR | OR | 2 |  | N | N |  | 888.306 | 1 |  |  |  |  | Y | N | Eligible
K183055 | K133636 | K112675 | [89 empty] | Nvision Biomedical Technologies, LLC | Diana Langham | 4754 Shavano Oak, Suite 101 |  | San Antonio | TX | US | 78249 | 78249 | 2018-11-02 | 2019-02-19 | SESE | OR | HWC | Summary | OR |  | Traditional | N |  | Vector Hammertoe Correction System | 2018 | 11 | 2 | 2019 | 2 | 19 | 2018-11-02 | 2019-02-19 | 109 | OR | OR | 2 |  | N | N |  | 888.304 | 1 |  |  |  |  | Y | N | Eligible
K183056 | K040721 | K121049 | K133567 | K050813 | [87 empty] | Globus Medical, Inc. | Kelly J. Baker | Valley Forge Business Center | 2560 General Armistead Avenue | Audubon | PA | US | 19403 | 19403 | 2018-11-02 | 2019-04-19 | SESE | OR | KWQ | Summary | OR |  | Traditional | N |  | ASSURE® Anterior Cervical Plate System | 2018 | 11 | 2 | 2019 | 4 | 19 | 2018-11-02 | 2019-04-19 | 168 | OR | OR | 2 |  | N | N |  | 888.306 | 1 |  |  |  |  | Y | N | Eligible
K183060 | K130427 | K083663 | [89 empty] | Pioneer Surgical Technology, Inc. (DBA RTI Surgical, Inc.) | Jaclyn Holli | 375 River Park Circle |  | Marquette | MI | US | 49855 | 49855 | 2018-11-02 | 2019-01-17 | SESE | OR | KWQ | Summary | OR |  | Traditional | N |  | CervAlign Anterior Cervical Plate System | 2018 | 11 | 2 | 2019 | 1 | 17 | 2018-11-02 | 2019-01-17 | 76 | OR | OR | 2 |  | N | N |  | 888.306 | 1 |  |  |  |  | Y | N | Eligible
K183064 | K180078 | K162496 | [89 empty] | Innovasis, Inc. | Marshall McCarty | 614 East 3900 South |  | Salt Lake City | UT | US | 84107 | 84107 | 2018-11-05 | 2019-06-28 | SESE | OR | MAX | Summary | OR |  | Traditional | N |  | TxTi IBF System | 2018 | 11 | 5 | 2019 | 6 | 28 | 2018-11-05 | 2019-06-28 | 235 | OR | OR | 2 |  | N | N |  | 888.308 | 1 | Intended to stabilize spinal segment to promote fusion in order to restrict motion and decrease pain using bone graft. | hollow cylinder or rectangular box made of metal or polymer | Acts as a disc spacer and holds bone graft. | intervertebral disc space | Y | N | Eligible
K183071 | K172032 | K180673 | K162315 | K152568 | K151651 | K091946 | K060416 | K120486 | K171496 | [82 empty] | Stryker Spine | Renee Norby | 2 Pearl Court |  | Allendale | NJ | US | 7401 | 7401 | 2018-11-05 | 2019-01-10 | SESE | OR | PLR | Summary | OR |  | Special | N |  | VLIFT-s Vertebral Body Replacement System | 2018 | 11 | 5 | 2019 | 1 | 10 | 2018-11-05 | 2019-01-10 | 66 | OR | OR | 2 |  | N | N |  | 888.306 | 1 | Vertebral body replacement in the cervical spine. | Metallic or polymeric device (usually rectangular or cylindrical), with open central and lateral canals for bone graft containment, providing rigidity and structural support. | Provides structural support for the indicated population. | Cervical spine | Y | N | Eligible
K183073 | K143271 | K143279 | [89 empty] | Sapphire Medical Group | Anthony Ruggiero | 32565 B Golden Lantern Street, Suite 113 |  | Dana Point | CA | US | 92629 | 92629 | 2018-11-05 | 2019-02-11 | SESE | OR | KWQ | Summary | OR |  | Traditional | N |  | SMG Anterior Cervical Plate System | 2018 | 11 | 5 | 2019 | 2 | 11 | 2018-11-05 | 2019-02-11 | 98 | OR | OR | 2 |  | N | N |  | 888.306 | 1 |  |  |  |  | Y | N | Eligible
K183077 | K062250 | K120174 | K030941 | K061439 | K081059 | K140478 | K151293 | [84 empty] | DePuy (Ireland) | Yayoi Fujimaki | Loughbeg Ringaskiddy |  | Co. Cork Munster |  | IE |  |  | 2018-11-05 | 2019-05-17 | SESE | OR | PHX | Summary | OR |  | Traditional | N |  | Delta Xtend Reverse Shoulder System | 2018 | 11 | 5 | 2019 | 5 | 17 | 2018-11-05 | 2019-05-17 | 193 | OR | OR | 2 |  | N | N |  | 888.366 | 1 | Intended to be used to relieve pain and to replace the glenoid and humeral side of the shoulder joint in order to restore mobility in a grossly rotator cuff deficient joint with severe arthropathy or a previous joint replacement with a grossly rotator cuff deficient joint. | Typically includes humeral stem, humeral socket, humeral cup, glenosphere, and glenoid baseplate with fixation screws. The humeral stem and humeral socket may be one single piece or two separate pieces locked together. The humeral cup is snap fit into the humeral socket. The humeral cup is made from UHMWPE and articulates with the glenosphere made of CoCrMo alloy, Titanium alloy, or stainless steel. The glenosphere locks to glenoid baseplate which is fixed to the glenoid bone by 2-6 screws. The glenoid baseplate has HA coating, metallic coating or no coating and may feature a central peg, central screw, central cage, or keel. | Relative to the native shoulder joint, the device moves the center of rotation medially and distally to the anatomic position which increases the length of the deltoid muscle's lever arm, allowing the same rotational moment with less applied force. | Shoulder joint | Y | N | Eligible
K183083 | K170569 | K161081 | K172926 | K111675 | K101363 | K050058 | K032064 | K173722 | [83 empty] | SeaSpine Orthopedics Corporation | Gina Flores | 5770 Armada Drive |  | Carlsbad | CA | US | 92008 | 92008 | 2018-11-06 | 2019-02-14 | SESE | OR | ODP | Summary | OR |  | Traditional | N |  | Shoreline Cervical Interbody RT System | 2018 | 11 | 6 | 2019 | 2 | 14 | 2018-11-06 | 2019-02-14 | 100 | OR | OR | 2 |  | N | N |  | 888.308 | 1 | Intended to stabilize cervical spinal segment to promote fusion in order to restrict motion and decrease pain using bone graft. | Hollow cylinder or rectangular box made of metal or polymer. | Acts as a disc spacer and holds bone graft. | Intervertebral disc space. | Y | N | Eligible
K183084 | K163061 | [90 empty] | Altus Partners, LLC | Mark Melton | 1340 Enterprise Drive |  | West Chester | PA | US | 19380 | 19380 | 2018-11-06 | 2019-05-29 | SESE | OR | KWQ | Summary | OR |  | Special | N |  | Fuji Cervical Plate System | 2018 | 11 | 6 | 2019 | 5 | 29 | 2018-11-06 | 2019-05-29 | 204 | OR | OR | 2 |  | N | N |  | 888.306 | 1 |  |  |  |  | Y | N | Eligible
K183091 | K170347 | [90 empty] | SpineWelding AG | Joerg Mayer | Wagistrasse 6 |  | Schlieren |  | CH | 8952 | 8952 | 2018-11-06 | 2019-08-02 | SESE | OR | NKB | Summary | OR |  | Traditional | N |  | Elaris Pedicle Screw System | 2018 | 11 | 6 | 2019 | 8 | 2 | 2018-11-06 | 2019-08-02 | 269 | OR | OR | 2 |  | N | N |  | 888.307 | 1 | Intended to provide immobilization and stabilization of spinal segments in thoracic, lumbar, and sacral spine as an adjunct to fusion. |  |  |  | Y | N | Eligible
K183092 | K153783 | K130573 | K182746 | K170503 | [87 empty] | Kuros Biosciences BV | Yvonne P. Bovell | Prof. Bronkhorstlaan 10, building 48 |  | Bilthoven |  | NL | 3723 MB | 3723 MB | 2018-11-07 | 2019-03-08 | SESE | OR | MAX | Summary | OR |  | Traditional | N |  | Kuros TLIF Cage | 2018 | 11 | 7 | 2019 | 3 | 8 | 2018-11-07 | 2019-03-08 | 121 | OR | OR | 2 |  | N | N |  | 888.308 | 1 | Intended to stabilize spinal segment to promote fusion in order to restrict motion and decrease pain using bone graft. | hollow cylinder or rectangular box made of metal or polymer | Acts as a disc spacer and holds bone graft. | intervertebral disc space | Y | N | Eligible
K183104 | K120493 | [90 empty] | Stryker GmbH | Sanja Jahr | 325 Corporate Drive |  | Mahwah | NJ | US | 7430 | 7430 | 2018-11-08 | 2019-06-10 | SESE | OR | HWC | Summary | OR |  | Traditional | N |  | Mini Cannulated Headed and Headless Screw Set | 2018 | 11 | 8 | 2019 | 6 | 10 | 2018-11-08 | 2019-06-10 | 214 | OR | OR | 2 |  | N | N |  | 888.304 | 1 |  |  |  |  | Y | N | Eligible
K183114 | K925897 | K800207 | K082468 | [88 empty] | Corin USA Limited | Homer Trieu | 12750 Citrus Park Lane |  | Tampa | FL | US | 33625 | 33625 | 2018-11-09 | 2019-06-05 | SESE | OR | KWY | Summary | OR |  | Traditional | N |  | Corin BiPolar-i | 2018 | 11 | 9 | 2019 | 6 | 5 | 2018-11-09 | 2019-06-05 | 208 | OR | OR | 2 |  | N | N |  | 888.339 | 1 |  |  |  |  | Y | N | Eligible
K183119 | K112028 | K962011 | K021932 | K161210 | K171651 | K153203 | K180690 | [84 empty] | Globus Medical Inc. | Lori Burns | Valley Forge Business Center | 2560 General Armistead Ave. | Audubon | PA | US | 19403 | 19403 | 2018-11-09 | 2019-02-06 | SESE | OR | OUR | Summary | OR |  | Traditional | N |  | SI-LOK® Sacroiliac Joint Fixation System, Navigation Instruments, ExcelsiusGPS® Instruments | 2018 | 11 | 9 | 2019 | 2 | 6 | 2018-11-09 | 2019-02-06 | 89 | OR | OR | 2 |  | N | N |  | 888.304 | 1 | sacroiliac joint fusion | may be used with bone graft, should not be used with bone cement | bridges both sides of the joint, preventing motion | sacroiliac joint | Y | N | Eligible
K183129 | K163585 | [90 empty] | Medtronic Advanced Energy | Gina Cunsolo | 180 International Drive |  | Portsmouth | NH | US | 3801 | 3801 | 2018-11-13 | 2019-07-26 | SESE | OR | LPH | Summary | OR |  | Traditional | N |  | Medtronic Total Hip Arthroplasty System | 2018 | 11 | 13 | 2019 | 7 | 26 | 2018-11-13 | 2019-07-26 | 255 | OR | OR | 2 |  | N | N |  | 888.3358 | 1 |  |  |  |  | Y | N | Eligible
K183136 | K110940 | K101296 | [89 empty] | Zimmer, Inc. | Jason Heckaman | P.O. Box 708 |  | Warsaw | IN | US | 46581-0708 | 46581-0708 | 2018-11-13 | 2019-01-30 | SESE | OR | LZO | Summary | OR |  | Special | N |  | Zimmer Segmental System Proximal Femoral Component | 2018 | 11 | 13 | 2019 | 1 | 30 | 2018-11-13 | 2019-01-30 | 78 | OR | OR | 2 |  | N | N |  | 888.3353 | 1 |  |  |  |  | Y | N | Eligible
K183141 | K973837 | K142187 | K161840 | K171273 | [87 empty] | Waldemar Link GmbH & Co. KG | Andre von Malotki | Oststraße 4-10 |  | Norderstedt |  | DE | 22844 | 22844 | 2018-11-13 | 2019-02-08 | SESE | OR | LZO | Summary | OR |  | Traditional | N |  | LINK MP Monoblock Hip Prosthesis | 2018 | 11 | 13 | 2019 | 2 | 8 | 2018-11-13 | 2019-02-08 | 87 | OR | OR | 2 |  | N | N |  | 888.3353 | 1 |  |  |  |  | Y | N | Eligible
K183172 | K121302 | [90 empty] | Stryker | Hans Geiger | 750 Trade Centre Way, Suite 200 |  | Portage | MI | US | 49002 | 49002 | 2018-11-16 | 2019-03-05 | SESE | OR | HRS | Summary | OR |  | Traditional | N |  | Stryker SternalPlate System | 2018 | 11 | 16 | 2019 | 3 | 5 | 2018-11-16 | 2019-03-05 | 109 | OR | OR | 2 |  | N | N |  | 888.303 | 1 |  |  |  |  | Y | N | Eligible
K183184 | K133514 | K160076 | K150395 | K160924 | K072970 | K102293 | [85 empty] | Integrity Implants Inc | Lauren Kamer | 850 Parkway Street |  | Jupiter | FL | US | 33477 | 33477 | 2018-11-19 | 2019-04-03 | SESE | OR | MAX | Summary | OR |  | Traditional | N |  | FlareHawk Interbody Fusion System | 2018 | 11 | 19 | 2019 | 4 | 3 | 2018-11-19 | 2019-04-03 | 135 | OR | OR | 2 |  | N | N |  | 888.308 | 1 | Intended to stabilize spinal segment to promote fusion in order to restrict motion and decrease pain using bone graft. | hollow cylinder or rectangular box made of metal or polymer | Acts as a disc spacer and holds bone graft. | intervertebral disc space | Y | N | Eligible
K183194 | K071032 | K171858 | K143552 | K173388 | [87 empty] | Arthrex Inc. | David L Rogers | 1370 Creekside Boulevard |  | Naples | FL | US | 34108-1945 | 34108-1945 | 2018-11-19 | 2019-07-26 | SESE | OR | QHQ | Summary | OR |  | Traditional | N |  | Arthrex Eclipse Shoulder Prosthesis System | 2018 | 11 | 19 | 2019 | 7 | 26 | 2018-11-19 | 2019-07-26 | 249 | OR | OR | 2 |  | N | N |  | 888.366 | 1 | To treat pain and lack of function in the shoulder. | Metallic humeral stem relying on threaded fixation | Humeral head is resected and bone is prepared to accept humeral component | Shoulder, Proximal Humerus | Y | N | Ineligible
K183196 | K012380 | K141941 | K172034 | [88 empty] | Stryker Corporation | Andrea Wallen-Gerding | Boetzinger Strasse 41 |  | Freiburg |  | DE | D-79111 | D-79111 | 2018-11-19 | 2019-02-14 | SESE | OR | OLO | Summary | NE |  | Traditional | N |  | Stryker Navigation System with SpineMap Go Software Application, Fluoroscopy Trackers and Fluoroscopy Adapters, SpineMask Tracker | 2018 | 11 | 19 | 2019 | 2 | 14 | 2018-11-19 | 2019-02-14 | 87 | OR | NE | 2 |  | N | N |  | 882.456 | 1 | Stereotaxic guidance during orthopedic surgery procedures. Indicated for Orthopedic joint or spine surgery. Neurological stereotaxic instruments are classified under product code HAW. | Device consists of Camera, computer, various shaped tracking arrays, computer interface for commmunication between user and device. | User loads Computer software pre-Op to plan surgery procedure, then registers the patient anatomy during surgery to allow software to track patient anatomy, implants, and surgical tools in real time/space. | Orthopedic joints and spinal procedures where tracking of instrumentation is desired. | N | N | Eligible
K183197 | K011406 | K091883 | K052931 | K041389 | [87 empty] | Medtronic Sofamor Danek USA, INC. | ANkit K. Shah | 1800 Pyramid Pl. |  | Memphis | TN | US | 38132 | 38132 | 2018-11-19 | 2019-04-04 | SESE | OR | MQP | Summary | OR |  | Traditional | N |  | PYRAMESH Implant System | 2018 | 11 | 19 | 2019 | 4 | 4 | 2018-11-19 | 2019-04-04 | 136 | OR | OR | 2 |  | N | N |  | 888.306 | 1 |  |  |  |  | Y | N | Eligible
K183214 | K150449 | K121791 | K171538 | K061482 | K120092 | [86 empty] | Choice Spine, LP | Kim Finch | 400 Erin Drive |  | Knoxville | TN | US | 37919 | 37919 | 2018-11-19 | 2019-01-03 | SESE | OR | KWQ | Summary | OR |  | Traditional | N |  | Raven Lumbar Plate System | 2018 | 11 | 19 | 2019 | 1 | 3 | 2018-11-19 | 2019-01-03 | 45 | OR | OR | 2 |  | N | N |  | 888.306 | 1 |  |  |  |  | Y | N | Eligible
K183225 | K142649 | K150783 | [89 empty] | Stabil Orthopaedic Solutions, LLC | Jim Moore | 20031 Henrici Road |  | Oregon City | OR | US | 97045 | 97045 | 2018-11-20 | 2019-02-15 | SESE | OR | JWH | Summary | OR |  | Traditional | N |  | Stabil Orthopaedic Solutions Total Knee System | 2018 | 11 | 20 | 2019 | 2 | 15 | 2018-11-20 | 2019-02-15 | 87 | OR | OR | 2 |  | N | N |  | 888.356 | 1 |  |  |  |  | Y | N | Eligible
K183228 | K171715 | K130859 | [89 empty] | Paragon 28, Inc. | Eric Lintula | 4B Inverness Ct. E, STE 280 |  | Englewood | CO | US | 80112 | 80112 | 2018-11-20 | 2019-01-25 | SESE | OR | HTY | Summary | OR |  | Traditional | N |  | HammerToe Compression System | 2018 | 11 | 20 | 2019 | 1 | 25 | 2018-11-20 | 2019-01-25 | 66 | OR | OR | 2 |  | N | N |  | 888.304 | 1 |  |  |  |  | Y | N | Eligible
K183232 | K103705 | K082095 | [89 empty] | Smith and Nephew, Inc. | Dharaben Desai | 150 Minuteman Road |  | Andover | MA | US | 1810 | 1810 | 2018-11-20 | 2019-03-12 | SESE | OR | HTN | Summary | OR |  | Traditional | N |  | Double ENDOBUTTON Fixation Device | 2018 | 11 | 20 | 2019 | 3 | 12 | 2018-11-20 | 2019-03-12 | 112 | OR | OR | 2 |  | N | N |  | 888.303 | 1 |  |  |  |  | Y | N | Eligible
K183236 | K172186 | [90 empty] | Nanofiber Solutions, LLC | Ronald L. Bracken | 4389 Weaver Court North |  | Hilliard | OH | US | 43026 | 43026 | 2018-11-20 | 2019-03-11 | SESE | OR | MAI | Summary | OR |  | Traditional | N |  | Rotium Bioresorbable Wick | 2018 | 11 | 20 | 2019 | 3 | 11 | 2018-11-20 | 2019-03-11 | 111 | OR | OR | 2 |  | N | N |  | 888.303 | 1 |  |  |  |  | Y | N | Eligible
K183243 | K172419 | K181829 | K140864 | [88 empty] | U&i Corporation | Jee Ae Bang | 20, Sandan-ro 76beon-gil(Rd) |  | Uijeongbu-si |  | KR | 11781 | 11781 | 2018-11-21 | 2019-07-10 | SESE | OR | MAX | Summary | OR |  | Special | N |  | Velofix TLIF Cage | 2018 | 11 | 21 | 2019 | 7 | 10 | 2018-11-21 | 2019-07-10 | 231 | OR | OR | 2 |  | N | N |  | 888.308 | 1 | Intended to stabilize spinal segment to promote fusion in order to restrict motion and decrease pain using bone graft. | hollow cylinder or rectangular box made of metal or polymer | Acts as a disc spacer and holds bone graft. | intervertebral disc space | Y | N | Eligible
K183249 | K151726 | K181014 | K173476 | K171848 | [87 empty] | STRYKER SPINE | Deirdre Jayko | 2 Pearl Court |  | Allendale | NJ | US | 7401 | 7401 | 2018-11-21 | 2019-07-25 | SESE | OR | MAX | Summary | OR |  | Traditional | N |  | Tritanium X PL Expandable Posterior Lumbar Cage, Tritanium X TL Expandable Curved Posterior Lumbar Cage | 2018 | 11 | 21 | 2019 | 7 | 25 | 2018-11-21 | 2019-07-25 | 246 | OR | OR | 2 |  | N | N |  | 888.308 | 1 | Intended to stabilize spinal segment to promote fusion in order to restrict motion and decrease pain using bone graft. | hollow cylinder or rectangular box made of metal or polymer | Acts as a disc spacer and holds bone graft. | intervertebral disc space | Y | N | Eligible
K183259 | K131178 | K150061 | [89 empty] | Clariance SAS | Clement Chaumont | 18 rue Robespierre |  | Beaurains |  | FR | 62217 | 62217 | 2018-11-21 | 2019-03-01 | SESE | OR | MAX | Summary | OR |  | Traditional | N |  | Idys TLIF TiVac | 2018 | 11 | 21 | 2019 | 3 | 1 | 2018-11-21 | 2019-03-01 | 100 | OR | OR | 2 |  | N | N |  | 888.308 | 1 | Intended to stabilize spinal segment to promote fusion in order to restrict motion and decrease pain using bone graft. | hollow cylinder or rectangular box made of metal or polymer | Acts as a disc spacer and holds bone graft. | intervertebral disc space | Y | N | Eligible
K183276 | K180352 | K133444 | K153442 | K142344 | K162375 | [86 empty] | 7D Surgical Inc. | Daniel Ziskind | 60 Scarsdale Road, Unit 118 |  | Toronto |  | CA | M3B 2R7 | M3B 2R7 | 2018-11-23 | 2019-08-07 | SESE | OR | HAW | Summary | NE |  | Special | N |  | 7D Surgical System | 2018 | 11 | 23 | 2019 | 8 | 7 | 2018-11-23 | 2019-08-07 | 257 | NE | NE | 2 |  | N | N |  | 882.456 | 1 |  |  |  |  | N | N | Ineligible
K183279 | K082282 | [90 empty] | Medos International SARL | N/A N/A | Chemin-Blanc 38, Case Postale |  | Le Locle |  | CH | CH 2400 | CH 2400 | 2018-11-23 | 2019-02-21 | SESE | OR | MBI | Summary | OR |  | Traditional | N |  | HEALIX Ti ANCHOR with DYNACORD | 2018 | 11 | 23 | 2019 | 2 | 21 | 2018-11-23 | 2019-02-21 | 90 | OR | OR | 2 |  | N | N |  | 888.304 | 1 |  |  |  |  | Y | N | Eligible
K183312 | K042992 | K003237 | K132207 | [88 empty] | United Orthopedic Corporation | Lois Ho | No 57, Park Ave 2, Science Park |  | Hsinchu |  | TW | 30075 | 30075 | 2018-11-29 | 2019-08-08 | SESE | OR | LZO | Summary | OR |  | Traditional | N |  | Conformity Stem | 2018 | 11 | 29 | 2019 | 8 | 8 | 2018-11-29 | 2019-08-08 | 252 | OR | OR | 2 |  | N | N |  | 888.3353 | 1 |  |  |  |  | Y | N | Eligible
K183317 | K141241 | [90 empty] | SIG Medical Corporation | Andrew Davison | 238 East Chocolate Avenue, Suite 2 |  | Hershey | PA | US | 17033 | 17033 | 2018-11-30 | 2019-02-14 | SESE | OR | HRS | Summary | OR |  | Special | N |  | AdvantageRib System | 2018 | 11 | 30 | 2019 | 2 | 14 | 2018-11-30 | 2019-02-14 | 76 | OR | OR | 2 |  | N | N |  | 888.303 | 1 |  |  |  |  | Y | N | Eligible
K183321 | K143717 | K153531 | [89 empty] | Treace Medical Concepts, Inc. | Rachel Osbeck | 203 Fort Wade Rd., Suite 150 |  | Ponte Vedra | FL | US | 32081 | 32081 | 2018-11-30 | 2019-01-25 | SESE | OR | HRS | Summary | OR |  | Traditional | N |  | Treace Medical Concepts (TMC) Plating System | 2018 | 11 | 30 | 2019 | 1 | 25 | 2018-11-30 | 2019-01-25 | 56 | OR | OR | 2 |  | N | N |  | 888.303 | 1 |  |  |  |  | Y | N | Eligible
K183331 | K162198 | K133757 | [89 empty] | Parcus Medical, LLC | Paul Vagts | 6423 Parkland Dr |  | Sarasota | FL | US | 34243 | 34243 | 2018-12-03 | 2019-02-07 | SESE | OR | MBI | Summary | OR |  | Special | N |  | Parcus GFS BTB | 2018 | 12 | 3 | 2019 | 2 | 7 | 2018-12-03 | 2019-02-07 | 66 | OR | OR | 2 |  | N | N |  | 888.304 | 1 |  |  |  |  | Y | N | Eligible
K183342 | K121148 | K151818 | K182983 | [88 empty] | Orthofix Inc. | Jacki Koch | 3451 Plano Parkway |  | Lewisville | TX | US | 75056 | 75056 | 2018-12-03 | 2019-04-30 | SESE | OR | OUR | Summary | OR |  | Traditional | N |  | SambaScrew 3D SI Fusion System | 2018 | 12 | 3 | 2019 | 4 | 30 | 2018-12-03 | 2019-04-30 | 148 | OR | OR | 2 |  | N | N |  | 888.304 | 1 | sacroiliac joint fusion | may be used with bone graft, should not be used with bone cement | bridges both sides of the joint, preventing motion | sacroiliac joint | Y | N | Eligible
K183343 | K152217 | [90 empty] | Exactech Inc | Shing Jen Tai | 2320 NW 66th Court |  | Gainesville | FL | US | 32653 | 32653 | 2018-12-03 | 2019-04-01 | SESE | OR | HSN | Summary | OR |  | Traditional | N |  | Vantage Total Ankle Flat Cut Talar Components | 2018 | 12 | 3 | 2019 | 4 | 1 | 2018-12-03 | 2019-04-01 | 119 | OR | OR | 2 |  | N | N |  | 888.311 | 1 |  |  |  |  | Y | N | Eligible
K183344 | K142649 | K150783 | [89 empty] | The Progressive Orthopaedic Company, LLC. | Andy Rynearson | 10190 Riverside Drive, Suite 102 |  | Palm Beach Gardens | FL | US | 33410 | 33410 | 2018-12-03 | 2019-03-18 | SESE | OR | JWH | Summary | OR |  | Traditional | N |  | The Progressive Orthopaedic Company Total Knee System II | 2018 | 12 | 3 | 2019 | 3 | 18 | 2018-12-03 | 2019-03-18 | 105 | OR | OR | 2 |  | N | N |  | 888.356 | 1 |  |  |  |  | Y | N | Eligible
K183363 | K991477 | K172617 | [89 empty] | Treace Medical Concepts, Inc. | Rachel Osbeck | 203 Fort Wade Rd., | Suite 150 | Ponte Vedra | FL | US | 32081 | 32081 | 2018-12-04 | 2019-06-13 | SESE | OR | HWC | Summary | OR |  | Traditional | N |  | Treace Medical Concepts (TMC) Snap-Off Screw System | 2018 | 12 | 4 | 2019 | 6 | 13 | 2018-12-04 | 2019-06-13 | 191 | OR | OR | 2 |  | N | N |  | 888.304 | 1 |  |  |  |  | Y | N | Eligible
K183365 | [91 empty] | Maxx Orthopedics, Inc. | Priscilla Herpai | 2460 General Armistead Avenue, Suite 100 |  | Norristown | PA | US | 19403 | 19403 | 2018-12-04 | 2019-02-22 | SESE | OR | LZO | Statement | OR |  | Special | N |  | Libertas Acetabular Hooded Liner | 2018 | 12 | 4 | 2019 | 2 | 22 | 2018-12-04 | 2019-02-22 | 80 | OR | OR | 2 |  | N | N |  | 888.3353 | 1 |  |  |  |  | Y | N | Eligible
K183381 | K153203 | K143628 | K143375 | K140454 | K180690 | [86 empty] | STRYKER | Megan Callanan | 2 Pearl Court |  | Allendale | NJ | US | 7401 | 7401 | 2018-12-06 | 2019-05-17 | SESE | OR | OLO | Summary | NE |  | Traditional | N |  | Navigation Enabled Instruments | 2018 | 12 | 6 | 2019 | 5 | 17 | 2018-12-06 | 2019-05-17 | 162 | OR | NE | 2 |  | N | N |  | 882.456 | 1 | Stereotaxic guidance during orthopedic surgery procedures. Indicated for Orthopedic joint or spine surgery. Neurological stereotaxic instruments are classified under product code HAW. | Device consists of Camera, computer, various shaped tracking arrays, computer interface for commmunication between user and device. | User loads Computer software pre-Op to plan surgery procedure, then registers the patient anatomy during surgery to allow software to track patient anatomy, implants, and surgical tools in real time/space. | Orthopedic joints and spinal procedures where tracking of instrumentation is desired. | N | N | Eligible
K183395 | K063479 | K172612 | [89 empty] | Arthrex Inc. | Rebecca R. Homan | 1370 Creekside Boulevard |  | Naples | FL | US | 34108-1945 | 34108-1945 | 2018-12-07 | 2019-04-17 | SESE | OR | HWC | Summary | OR |  | Traditional | N |  | Arthrex 2.5 mm Tenodesis Screw | 2018 | 12 | 7 | 2019 | 4 | 17 | 2018-12-07 | 2019-04-17 | 131 | OR | OR | 2 |  | N | N |  | 888.304 | 1 |  |  |  |  | Y | N | Eligible
K183397 | K091531 | K172816 | K172676 | [88 empty] | ChoiceSpine, LP | Kim Finch | 400 Erin Drive |  | Knoxville | TN | US | 37922 | 37922 | 2018-12-07 | 2019-03-06 | SESE | OR | ODP | Summary | OR |  | Special | N |  | ChoiceSpine Stealth Cervical Spacer System | 2018 | 12 | 7 | 2019 | 3 | 6 | 2018-12-07 | 2019-03-06 | 89 | OR | OR | 2 |  | N | N |  | 888.308 | 1 | Intended to stabilize cervical spinal segment to promote fusion in order to restrict motion and decrease pain using bone graft. | Hollow cylinder or rectangular box made of metal or polymer. | Acts as a disc spacer and holds bone graft. | Intervertebral disc space. | Y | N | Eligible
K183407 | K152475 | K140348 | [89 empty] | Medyssey USA, Inc. | Shawn Kim | 1550 E. Higgins Road, Suite 123 |  | Elk Grove Village | IL | US | 60007 | 60007 | 2018-12-10 | 2019-08-30 | SESE | OR | MAX | Summary | OR |  | Traditional | N |  | Triton Cage | 2018 | 12 | 10 | 2019 | 8 | 30 | 2018-12-10 | 2019-08-30 | 263 | OR | OR | 2 |  | N | N |  | 888.308 | 1 | Intended to stabilize spinal segment to promote fusion in order to restrict motion and decrease pain using bone graft. | hollow cylinder or rectangular box made of metal or polymer | Acts as a disc spacer and holds bone graft. | intervertebral disc space | Y | N | Eligible
K183409 | K180022 | K081567 | K050451 | [88 empty] | Medyssey USA, Inc. | Shawn Kim | 1550 E. Higgins Road, Suite 123 |  | Elk Grove Village | IL | US | 60007 | 60007 | 2018-12-10 | 2019-02-11 | SESE | OR | KWQ | Summary | OR |  | Traditional | N |  | Athena II Cervical Plate System | 2018 | 12 | 10 | 2019 | 2 | 11 | 2018-12-10 | 2019-02-11 | 63 | OR | OR | 2 |  | N | N |  | 888.306 | 1 |  |  |  |  | Y | N | Eligible
K183426 | K160605 | K124034 | K170455 | K170445 | [87 empty] | Medacta International SA | Stefano Baj | Strada Regina |  | Castel San Pietro |  | CH | CH-6874 | CH-6874 | 2018-12-11 | 2019-03-15 | SESE | OR | OVD | Summary | OR |  | Traditional | N |  | MectaLIF Anterior Stand Alone Extension | 2018 | 12 | 11 | 2019 | 3 | 15 | 2018-12-11 | 2019-03-15 | 94 | OR | OR | 2 |  | N | N |  | 888.308 | 1 | Intended to stabilize lumbar spinal segment to promote fusion in order to restrict motion and decrease pain using bone graft with or without supplemental fixation. | Hollow cylinder or rectangular box made of metal or polymer with integrated fixation. | Acts as a disc spacer and holds bone graft; also includes some form of integrated fixation to maintain stability by direct purchase into the bony vertebral endplates. | Intervertebral disc space | Y | N | Eligible
K183430 | K171082 | K151196 | K140457 | [88 empty] | Life Spine Inc. | Angela Batker | 13951 S Quality Drive |  | Huntley | IL | US | 60142 | 60142 | 2018-12-11 | 2019-03-13 | SESE | OR | NKB | Summary | OR |  | Traditional | N |  | Modular Spinal Fixation System | 2018 | 12 | 11 | 2019 | 3 | 13 | 2018-12-11 | 2019-03-13 | 92 | OR | OR | 2 |  | N | N |  | 888.307 | 1 | Intended to provide immobilization and stabilization of spinal segments in thoracic, lumbar, and sacral spine as an adjunct to fusion. |  |  |  | Y | N | Eligible
K183447 | K172888 | K181014 | K170503 | [88 empty] | EIT Emerging Implant Technologies GmbH | Barbara Wirth | Eisenbahnstrasse 84 |  | Wurmlingen |  | DE | 78573 | 78573 | 2018-12-12 | 2019-02-04 | SESE | OR | MAX | Summary | OR |  | Traditional | N |  | EIT Cellular Titanium Lumbar Cage - T/PLIF | 2018 | 12 | 12 | 2019 | 2 | 4 | 2018-12-12 | 2019-02-04 | 54 | OR | OR | 2 |  | N | N |  | 888.308 | 1 | Intended to stabilize spinal segment to promote fusion in order to restrict motion and decrease pain using bone graft. | hollow cylinder or rectangular box made of metal or polymer | Acts as a disc spacer and holds bone graft. | intervertebral disc space | Y | N | Eligible
K183457 | K953337 | K142882 | K121874 | [88 empty] | Zimmer, Inc. | Rebecca Nofiz | P.O. Box 708 |  | Warsaw | IN | US | 46581-0708 | 46581-0708 | 2018-12-13 | 2019-11-05 | SESE | OR | LPH | Summary | OR |  | Traditional | N |  | Zimmer Biomet 12/14 CoCr Femoral Head and Freedom Head | 2018 | 12 | 13 | 2019 | 11 | 5 | 2018-12-13 | 2019-11-05 | 327 | OR | OR | 2 |  | N | N |  | 888.3358 | 1 |  |  |  |  | Y | N | Eligible
K183501 | K120942 | K073412 | K130917 | K070925 | [87 empty] | Parcus Medical, LLC | Paul Vagts | 6423 Parkland Dr |  | Sarasota | FL | US | 34231 | 34231 | 2018-12-17 | 2019-03-15 | SESE | OR | MAI | Summary | OR |  | Traditional | N |  | Parcus Twist AP Suture Anchors | 2018 | 12 | 17 | 2019 | 3 | 15 | 2018-12-17 | 2019-03-15 | 88 | OR | OR | 2 |  | N | N |  | 888.303 | 1 |  |  |  |  | Y | N | Eligible
K183506 | K173859 | [90 empty] | Medos International SARL | Tatyana Korsunsky | Chemin-Blanc 38, Case Postale |  | Le Locle |  | CH | CH 2400 | CH 2400 | 2018-12-18 | 2019-02-14 | SESE | OR | MAI | Summary | OR |  | Traditional | N |  | HEALIX ADVANCE Anchor with DYNACORD Suture | 2018 | 12 | 18 | 2019 | 2 | 14 | 2018-12-18 | 2019-02-14 | 58 | OR | OR | 2 |  | N | N |  | 888.303 | 1 |  |  |  |  | Y | N | Eligible
K183510 | K181328 | K173125 | K071033 | [88 empty] | Medtronic Sofamor Danek, USA Inc. | Elizabeth Hamilton | 1800 Pyramid Place |  | Memphis | TN | US | 38132 | 38132 | 2018-12-18 | 2019-01-16 | SESE | OR | MQP | Summary | OR |  | Special | N |  | T2 STRATOSPHERE Expandable Corpectomy System | 2018 | 12 | 18 | 2019 | 1 | 16 | 2018-12-18 | 2019-01-16 | 29 | OR | OR | 2 |  | N | N |  | 888.306 | 1 |  |  |  |  | Y | N | Eligible
K183532 | K180973 | K110087 | K033273 | K103384 | K101086 | K062994 | K103755 | K120030 | K043537 | K921301 | K110400 | K172857 | [79 empty] | Meril Healthcare Pvt. Ltd. | Gayathri Nair | Survey No. 135/2/B & 174/2, H1-H3, Meril Park, | Muktanand Marg, Chala | Vapi |  | IN | 396191 | 396191 | 2018-12-19 | 2019-07-18 | SESE | OR | LZO | Summary | OR |  | Traditional | N |  | Latitud Hip Replacement System | 2018 | 12 | 19 | 2019 | 7 | 18 | 2018-12-19 | 2019-07-18 | 211 | OR | OR | 2 |  | N | N |  | 888.3353 | 1 |  |  |  |  | Y | N | Eligible
K183550 | K171907 | K132884 | [89 empty] | Zimmer Biomet Spine, Inc. | Brendon Gareth Heyerdahl | 10225 Westmoor Drive |  | Westminster | CO | US | 80021 | 80021 | 2018-12-20 | 2019-04-08 | SESE | OR | NKB | Summary | OR |  | Traditional | N |  | Vitality® Spinal Fixation System | 2018 | 12 | 20 | 2019 | 4 | 8 | 2018-12-20 | 2019-04-08 | 109 | OR | OR | 2 |  | N | N |  | 888.307 | 1 | Intended to provide immobilization and stabilization of spinal segments in thoracic, lumbar, and sacral spine as an adjunct to fusion. |  |  |  | Y | N | Eligible
K183553 | K101475 | K112905 | K123297 | [88 empty] | Biomet, Inc | Michael McBurney | 56 East Bell Drive |  | Warsaw | IN | US | 46581 | 46581 | 2018-12-20 | 2019-01-22 | SESE | OR | MBF | Summary | OR |  | Traditional | N |  | Compress and Mini Compress Anti-Rotation Spindles | 2018 | 12 | 20 | 2019 | 1 | 22 | 2018-12-20 | 2019-01-22 | 33 | OR | OR | 2 |  | N | N |  | 888.367 | 1 |  |  |  |  | Y | N | Eligible
K183557 | K170676 | K180364 | K172676 | K171686 | K173535 | K170399 | K141953 | K032812 | [83 empty] | Titan Spine, Inc | Jane Rodd | 6140 W. Executive Dr., Suite A |  | Mequon | WI | US | 53092 | 53092 | 2018-12-20 | 2019-02-11 | SESE | OR | ODP | Summary | OR |  | Special | N |  | Endoskeleton® TA Interbody Fusion Device, Endoskeleton® TAS Interbody Fusion Device, Endoskeleton® TO Interbody Fusion Device, Endoskeleton® TT Interbody Fusion Device, Endoskeleton® TC Interbody Fusion Device, Endoskeleton® TCS Interbody Fusion Device, Endoskeleton® TL Interbody Fusion Device, End | 2018 | 12 | 20 | 2019 | 2 | 11 | 2018-12-20 | 2019-02-11 | 53 | OR | OR | 2 |  | N | N |  | 888.308 | 1 | Intended to stabilize cervical spinal segment to promote fusion in order to restrict motion and decrease pain using bone graft. | Hollow cylinder or rectangular box made of metal or polymer. | Acts as a disc spacer and holds bone graft. | Intervertebral disc space. | Y | N | Eligible
K183560 | K162431 | [90 empty] | Benvenue Medical, Inc. | Laurent Schaller | 4590 Patrick Henry Dr. |  | Santa Clara | CA | US | 95054 | 95054 | 2018-12-20 | 2019-05-23 | SESE | OR | MAX | Summary | OR |  | Traditional | N |  | Luna 3D GEN2 Interbody Fusion System | 2018 | 12 | 20 | 2019 | 5 | 23 | 2018-12-20 | 2019-05-23 | 154 | OR | OR | 2 |  | N | N |  | 888.308 | 1 | Intended to stabilize spinal segment to promote fusion in order to restrict motion and decrease pain using bone graft. | hollow cylinder or rectangular box made of metal or polymer | Acts as a disc spacer and holds bone graft. | intervertebral disc space | Y | N | Eligible
K183582 | K103721 | [90 empty] | Medacta International SA | Stefano Baj | Strada Regina |  | Castel San Pietro |  | CH | CH-6874 | CH-6874 | 2018-12-21 | 2019-03-21 | SESE | OR | LPH | Summary | OR |  | Traditional | N |  | MPACT Extension | 2018 | 12 | 21 | 2019 | 3 | 21 | 2018-12-21 | 2019-03-21 | 90 | OR | OR | 2 |  | N | N |  | 888.3358 | 1 |  |  |  |  | Y | N | Eligible
K183583 | K023546 | K041046 | K050222 | K080528 | K113550 | K121771 | K150090 | [84 empty] | Zimmer Inc. | Charles Neitzel | P.O. Box 708 |  | Warsaw | IN | US | 46581-0708 | 46581-0708 | 2018-12-21 | 2019-05-10 | SESE | OR | JWH | Summary | OR |  | Traditional | N |  | Vanguard Complete Knee System | 2018 | 12 | 21 | 2019 | 5 | 10 | 2018-12-21 | 2019-05-10 | 140 | OR | OR | 2 |  | N | N |  | 888.356 | 1 |  |  |  |  | Y | N | Eligible
K183588 | K162103 | K171686 | K162315 | [88 empty] | Choice Spine | Kim Finch | 400 Erin Drive |  | Knoxville | TN | US | 37919 | 37919 | 2018-12-21 | 2019-02-22 | SESE | OR | MQP | Summary | OR |  | Special | N |  | Choice Spine Hawkeye Vertebral Body Replacement (VBR) System | 2018 | 12 | 21 | 2019 | 2 | 22 | 2018-12-21 | 2019-02-22 | 63 | OR | OR | 2 |  | N | N |  | 888.306 | 1 |  |  |  |  | Y | N | Eligible
K183589 | K020411 | K120340 | [89 empty] | Providence Medical Technology, Inc. | Edward Liou | 3875 Hopyard Road, | Suite 300 | Pleasanton | CA | US | 94588 | 94588 | 2018-12-21 | 2019-10-11 | SESE | OR | MRW | Summary |  |  | Traditional | N |  | PMT Facet Screw | 2018 | 12 | 21 | 2019 | 10 | 11 | 2018-12-21 | 2019-10-11 | 294 | OR |  | U | 1 | N | N |  |  | 1 |  |  |  |  | Y | N | Eligible
K183596 | K112906 | K140942 | K150105 | K153075 | K153310 | K162422 | K180159 | [84 empty] | Total Joint Orthopedics, Inc. | Chris Weaber | 1567 E. Stratford Avenue |  | Salt Lake City | UT | US | 84106 | 84106 | 2018-12-21 | 2019-03-29 | SESE | OR | JWH | Summary | OR |  | Traditional | N |  | Klassic Knee System - Klassic Knee PS-Post Femur; Klassic Knee Tibial Insert, PS-Post, Std Poly; Klassic Knee Tibial Insert, PS-Post, E-Link Poly | 2018 | 12 | 21 | 2019 | 3 | 29 | 2018-12-21 | 2019-03-29 | 98 | OR | OR | 2 |  | N | N |  | 888.356 | 1 |  |  |  |  | Y | N | Eligible
K183603 | K171558 | K050636 | [89 empty] | Exsomed Corporation | Moira Barton-Varty | 7227 N. 16th Street, Suite 245 |  | Phoenix | AZ | US | 85020 | 85020 | 2018-12-26 | 2019-03-12 | SESE | OR | HWC | Summary | OR |  | Special | N |  | INnate Cannulated Screw System | 2018 | 12 | 26 | 2019 | 3 | 12 | 2018-12-26 | 2019-03-12 | 76 | OR | OR | 2 |  | N | N |  | 888.304 | 1 |  |  |  |  | Y | N | Eligible
K183605 | K083310 | [90 empty] | Brainlab AG | Alexander Schweirsch | Olof-Palme-Str. 9 |  | Munich |  | DE | 81829 | 81829 | 2018-12-26 | 2019-08-29 | SESE | OR | OLO | Summary | NE |  | Traditional | N |  | Spine & Trauma Navigation | 2018 | 12 | 26 | 2019 | 8 | 29 | 2018-12-26 | 2019-08-29 | 246 | OR | NE | 2 |  | N | N |  | 882.456 | 1 | Stereotaxic guidance during orthopedic surgery procedures. Indicated for Orthopedic joint or spine surgery. Neurological stereotaxic instruments are classified under product code HAW. | Device consists of Camera, computer, various shaped tracking arrays, computer interface for commmunication between user and device. | User loads Computer software pre-Op to plan surgery procedure, then registers the patient anatomy during surgery to allow software to track patient anatomy, implants, and surgical tools in real time/space. | Orthopedic joints and spinal procedures where tracking of instrumentation is desired. | N | N | Eligible
K183618 | K060731 | [90 empty] | Ignite Orthopedics, Inc. | Russ Parrott | 210 North Buffalo Street |  | Warsaw, | IN | US | 46580 | 46580 | 2018-12-26 | 2019-05-17 | SESE | OR | KWI | Summary | OR |  | Traditional | N |  | Revolution Radial Head | 2018 | 12 | 26 | 2019 | 5 | 17 | 2018-12-26 | 2019-05-17 | 142 | OR | OR | 2 |  | N | N |  | 888.317 | 1 |  |  |  |  | Y | N | Eligible
K183620 | K162353 | [90 empty] | Wright Medical Technology, Inc. | Michael Mullins | 1023 Cherry Road |  | Memphis | TN | US | 38117 | 38117 | 2018-12-26 | 2019-06-06 | SESE | OR | HRS | Summary | OR |  | Traditional | N |  | PROSTEP TBC Implant System | 2018 | 12 | 26 | 2019 | 6 | 6 | 2018-12-26 | 2019-06-06 | 162 | OR | OR | 2 |  | N | N |  | 888.303 | 1 |  |  |  |  | Y | N | Eligible
K183628 | K994202 | K151092 | K062466 | K062747 | [87 empty] | Arthrex Inc. | Stacy Valdez | 1370 Creekside Boulevard |  | Naples | FL | US | 34108-1945 | 34108-1945 | 2018-12-26 | 2019-03-26 | SESE | OR | HWC | Summary | OR |  | Traditional | N |  | Arthrex TensionLoc System | 2018 | 12 | 26 | 2019 | 3 | 26 | 2018-12-26 | 2019-03-26 | 90 | OR | OR | 2 |  | N | N |  | 888.304 | 1 |  |  |  |  | Y | N | Eligible
K183630 | K143628 | K140454 | K143375 | K172517 | K153203 | K140948 | K153386 | [84 empty] | Spineart SA | Franck Pennesi | Chemin du Pre- Fleuri 3 |  | Plan-les-Ouates |  | CH | 1228 | 1228 | 2018-12-26 | 2019-06-10 | SESE | OR | OLO | Summary | NE |  | Traditional | N |  | SPINEART Navigation Instrument System | 2018 | 12 | 26 | 2019 | 6 | 10 | 2018-12-26 | 2019-06-10 | 166 | OR | NE | 2 |  | N | N |  | 882.456 | 1 | Stereotaxic guidance during orthopedic surgery procedures. Indicated for Orthopedic joint or spine surgery. Neurological stereotaxic instruments are classified under product code HAW. | Device consists of Camera, computer, various shaped tracking arrays, computer interface for commmunication between user and device. | User loads Computer software pre-Op to plan surgery procedure, then registers the patient anatomy during surgery to allow software to track patient anatomy, implants, and surgical tools in real time/space. | Orthopedic joints and spinal procedures where tracking of instrumentation is desired. | N | N | Eligible
K183639 | K173882 | K163604 | K180686 | K170647 | K172194 | [86 empty] | SeaSpine Orthopedics Corporation | Gina Flores | 5770 Armada Drive |  | Carlsbad | CA | US | 92008 | 92008 | 2018-12-26 | 2019-05-23 | SESE | OR | NKB | Summary | OR |  | Traditional | N |  | Mariner Outrigger Revision System | 2018 | 12 | 26 | 2019 | 5 | 23 | 2018-12-26 | 2019-05-23 | 148 | OR | OR | 2 |  | N | N |  | 888.307 | 1 | Intended to provide immobilization and stabilization of spinal segments in thoracic, lumbar, and sacral spine as an adjunct to fusion. |  |  |  | Y | N | Eligible
K183644 | K160713 | K183515 | [89 empty] | Medtronic Powered Surgical Solutions | Jenna Groves | 4620 North Beach Street |  | Fox Worth | TX | US | 76137 | 76137 | 2018-12-26 | 2019-05-22 | SESE | OR | OLO | Summary | NE |  | Traditional | N |  | Stealth-Midas MR8 System | 2018 | 12 | 26 | 2019 | 5 | 22 | 2018-12-26 | 2019-05-22 | 147 | OR | NE | 2 |  | N | N |  | 882.456 | 1 | Stereotaxic guidance during orthopedic surgery procedures. Indicated for Orthopedic joint or spine surgery. Neurological stereotaxic instruments are classified under product code HAW. | Device consists of Camera, computer, various shaped tracking arrays, computer interface for commmunication between user and device. | User loads Computer software pre-Op to plan surgery procedure, then registers the patient anatomy during surgery to allow software to track patient anatomy, implants, and surgical tools in real time/space. | Orthopedic joints and spinal procedures where tracking of instrumentation is desired. | N | N | Eligible
K183659 | K091406 | K063205 | [89 empty] | Omnia Medical, LLC | Troy Schifano | 6 Canyon Rd Suite 300 |  | Morgantown | WV | US | 26508 | 26508 | 2018-12-27 | 2019-02-06 | SESE | OR | MAX | Summary | OR |  | Traditional | N |  | Omnia Medical Rotary PLIF System | 2018 | 12 | 27 | 2019 | 2 | 6 | 2018-12-27 | 2019-02-06 | 41 | OR | OR | 2 |  | N | N |  | 888.308 | 1 | Intended to stabilize spinal segment to promote fusion in order to restrict motion and decrease pain using bone graft. | hollow cylinder or rectangular box made of metal or polymer | Acts as a disc spacer and holds bone graft. | intervertebral disc space | Y | N | Eligible
K183682 | K171211 | K082650 | [89 empty] | Orthopaedic Implant Company | Douglas Fulton | 770 Smithridge Dr. #400 |  | Reno | NV | US | 89502 | 89502 | 2018-12-28 | 2019-04-08 | SESE | OR | KTT | Summary | OR |  | Traditional | N |  | OIC External Fixation System | 2018 | 12 | 28 | 2019 | 4 | 8 | 2018-12-28 | 2019-04-08 | 101 | OR | OR | 2 |  | N | N |  | 888.303 | 1 |  |  |  |  | Y | N | Eligible
K183684 | K120030 | K110400 | K103755 | K101086 | K062994 | K043537 | K921301 | K180973 | K172857 | [82 empty] | Maxx Orthopedics Inc. | Priscilla Herpai | 2460 General Armistead Ave, Suite 100 |  | Norristown | PA | US | 19403 | 19403 | 2018-12-28 | 2019-08-23 | SESE | OR | LZO | Summary | OR |  | Traditional | N |  | Libertas  Taper Uncemented Femoral Stem | 2018 | 12 | 28 | 2019 | 8 | 23 | 2018-12-28 | 2019-08-23 | 238 | OR | OR | 2 |  | N | N |  | 888.3353 | 1 |  |  |  |  | Y | N | Eligible
K183690 | K051726 | [90 empty] | Paragon 28,Inc. | Eric Lintula | 4B Inverness Ct. E, STE 280 |  | Englewood | CO | US | 80112 | 80112 | 2018-12-31 | 2019-03-01 | SESE | OR | MBI | Summary | OR |  | Traditional | N |  | Tenodesis Screw System | 2018 | 12 | 31 | 2019 | 3 | 1 | 2018-12-31 | 2019-03-01 | 60 | OR | OR | 2 |  | N | N |  | 888.304 | 1 |  |  |  |  | Y | N | Eligible
K183696 | K161742 | [90 empty] | Tornier, Inc. | Moyees Kamara | 10801 Nesbitt Avenue South |  | Bloomington | MN | US | 55347 | 55347 | 2018-12-31 | 2019-01-30 | SESE | OR | PHX | Summary | OR |  | Special | N |  | Aequalis PerFORM Reversed Glenoid, Aequalis PerFORM + Reversed Glenoid | 2018 | 12 | 31 | 2019 | 1 | 30 | 2018-12-31 | 2019-01-30 | 30 | OR | OR | 2 |  | N | N |  | 888.366 | 1 | Intended to be used to relieve pain and to replace the glenoid and humeral side of the shoulder joint in order to restore mobility in a grossly rotator cuff deficient joint with severe arthropathy or a previous joint replacement with a grossly rotator cuff deficient joint. | Typically includes humeral stem, humeral socket, humeral cup, glenosphere, and glenoid baseplate with fixation screws. The humeral stem and humeral socket may be one single piece or two separate pieces locked together. The humeral cup is snap fit into the humeral socket. The humeral cup is made from UHMWPE and articulates with the glenosphere made of CoCrMo alloy, Titanium alloy, or stainless steel. The glenosphere locks to glenoid baseplate which is fixed to the glenoid bone by 2-6 screws. The glenoid baseplate has HA coating, metallic coating or no coating and may feature a central peg, central screw, central cage, or keel. | Relative to the native shoulder joint, the device moves the center of rotation medially and distally to the anatomic position which increases the length of the deltoid muscle's lever arm, allowing the same rotational moment with less applied force. | Shoulder joint | Y | N | Eligible
K183705 | K180480 | K182746 | K181435 | [88 empty] | Alphatec Spine, Inc. | Cynthia Adams | 5818 El Camino Real |  | Carlsbad | CA | US | 92008 | 92008 | 2018-12-31 | 2019-03-01 | SESE | OR | MAX | Summary | OR |  | Traditional | N |  | IdentiTi Porous Ti Interbody System | 2018 | 12 | 31 | 2019 | 3 | 1 | 2018-12-31 | 2019-03-01 | 60 | OR | OR | 2 |  | N | N |  | 888.308 | 1 | Intended to stabilize spinal segment to promote fusion in order to restrict motion and decrease pain using bone graft. | hollow cylinder or rectangular box made of metal or polymer | Acts as a disc spacer and holds bone graft. | intervertebral disc space | Y | N | Eligible
K190016 | K120092 | K131533 | K150449 | K091044 | K082187 | K111866 | K163104 | [84 empty] | CoreLink, LLC | Steven Mounts | 2072 Fenton Logistics Park Blvd. |  | St.Louis | MO | US | 63026 | 63026 | 2019-01-03 | 2019-06-12 | SESE | OR | KWQ | Summary | OR |  | Traditional | N |  | Lateral Plate System | 2019 | 1 | 3 | 2019 | 6 | 12 | 2019-01-03 | 2019-06-12 | 160 | OR | OR | 2 |  | N | N |  | 888.306 | 1 |  |  |  |  | Y | N | Eligible
K190025 | K171595 | K021932 | K150321 | K101225 | [87 empty] | Cutting Edge Spine, LLC | Kyle Kuntz | 101 Waxhaw Professional Park, Suite A |  | Waxhaw | NC | US | 28173 | 28173 | 2019-01-07 | 2019-08-12 | SESE | OR | OUR | Summary | OR |  | Traditional | N |  | EVOL® -SI Joint Fusion System | 2019 | 1 | 7 | 2019 | 8 | 12 | 2019-01-07 | 2019-08-12 | 217 | OR | OR | 2 |  | N | N |  | 888.304 | 1 | sacroiliac joint fusion | may be used with bone graft, should not be used with bone cement | bridges both sides of the joint, preventing motion | sacroiliac joint | Y | N | Eligible
K190035 | K142658 | [90 empty] | Biomet Inc | Andrew Steward | 56 East Bell Drive |  | Warsaw | IN | US | 46582 | 46582 | 2019-01-08 | 2019-02-07 | SESE | OR | HWC | Summary | OR |  | Special | N |  | Biomet Headless Compression and Twist-Off Screws | 2019 | 1 | 8 | 2019 | 2 | 7 | 2019-01-08 | 2019-02-07 | 30 | OR | OR | 2 |  | N | N |  | 888.304 | 1 |  |  |  |  | Y | N | Eligible
K190044 | K163156 | K120956 | K133907 | K151285 | [87 empty] | 3D Systems, Inc. | Kim Torluemke | 5381 South Alkire Circle |  | Littleton | CO | US | 80127 | 80127 | 2019-01-09 | 2019-08-21 | SESE | OR | PBF | Summary | OR |  | Traditional | N |  | VSP Orthopedics System | 2019 | 1 | 9 | 2019 | 8 | 21 | 2019-01-09 | 2019-08-21 | 224 | OR | OR | 2 |  | N | N |  | 888.303 | 1 | As a surgical instrument to assist in pre-operative planning and/or guiding the marking of bone and/or guide surgical instruments for orthopedic surgical procedures. | Software and hardware | for pre-surgical planning including transfering, visualizing, measuring, annotating and editing medical data. Patient specific templates that are based on pre-operative plan and are designed to fit a specific patient. These guides are used to assist a surgeon in guiding the marking of bone and/or guiding surgical instruments. | long bones | N | N | Eligible
K190053 | K182055 | K131200 | K140234 | [88 empty] | U&i Corporation | Kwang-Eun Song | 20, Sandan-ro 76beon-gil(Rd) |  | Uijeongbu-si |  | KR | 11781 | 11781 | 2019-01-11 | 2019-02-01 | SESE | OR | KWQ | Summary | OR |  | Special | N |  | SECULOK ACP System | 2019 | 1 | 11 | 2019 | 2 | 1 | 2019-01-11 | 2019-02-01 | 21 | OR | OR | 2 |  | N | N |  | 888.306 | 1 |  |  |  |  | Y | N | Eligible
K190055 | K182322 | K181792 | K123767 | [88 empty] | Spineology Inc. | Andrew Adams | 7800 3rd Street North, Suite 600 |  | Saint Paul | MN | US | 55128 | 55128 | 2019-01-11 | 2019-03-07 | SESE | OR | MAX | Summary | OR |  | Special | N |  | Duo Lumbar Interbody Fusion Device | 2019 | 1 | 11 | 2019 | 3 | 7 | 2019-01-11 | 2019-03-07 | 55 | OR | OR | 2 |  | N | N |  | 888.308 | 1 | Intended to stabilize spinal segment to promote fusion in order to restrict motion and decrease pain using bone graft. | hollow cylinder or rectangular box made of metal or polymer | Acts as a disc spacer and holds bone graft. | intervertebral disc space | Y | N | Eligible
K190057 | K072888 | K130365 | K172651 | K931665 | K121874 | K040412 | [85 empty] | Encore Medical, L.P. | Teffany Hutto | 9800 Metric Blvd. |  | Austin | TX | US | 78758 | 78758 | 2019-01-11 | 2019-06-07 | SESE | OR | LPH | Summary | OR |  | Traditional | N |  | DJO Acetabular System | 2019 | 1 | 11 | 2019 | 6 | 7 | 2019-01-11 | 2019-06-07 | 147 | OR | OR | 2 |  | N | N |  | 888.3358 | 1 |  |  |  |  | Y | N | Eligible
K190067 | K171749 | [90 empty] | U&i Corporation | Jee-Ae Bang | 20, Sandan-ro 76beon-gil(Rd) |  | Uijeongbu-si |  | KR | 11781 | 11781 | 2019-01-15 | 2019-02-04 | SESE | OR | ODP | Summary | OR |  | Special | N |  | Velofix Interbody Fusion System | 2019 | 1 | 15 | 2019 | 2 | 4 | 2019-01-15 | 2019-02-04 | 20 | OR | OR | 2 |  | N | N |  | 888.308 | 1 | Intended to stabilize cervical spinal segment to promote fusion in order to restrict motion and decrease pain using bone graft. | Hollow cylinder or rectangular box made of metal or polymer. | Acts as a disc spacer and holds bone graft. | Intervertebral disc space. | Y | N | Eligible
K190068 | K122160 | K132873 | K141407 | K153657 | K121771 | K150090 | [85 empty] | Zimmer Inc. | Charles Neitzel | P.O. Box 708 |  | Warsaw | IN | US | 46581-0708 | 46581-0708 | 2019-01-15 | 2019-06-04 | SESE | OR | JWH | Summary | OR |  | Traditional | N |  | Vanguard XP Knee System | 2019 | 1 | 15 | 2019 | 6 | 4 | 2019-01-15 | 2019-06-04 | 140 | OR | OR | 2 |  | N | N |  | 888.356 | 1 |  |  |  |  | Y | N | Eligible
K190069 | K093047 | K970748 | K180539 | K870961 | K962808 | [86 empty] | Arrowhead DE, LLC | Thomas J. Twardzik | 328 Poplar View Lane East, Suite 2 |  | Collierville | TN | US | 38017 | 38017 | 2019-01-15 | 2019-05-14 | SESE | OR | KTT | Summary | OR |  | Traditional | N |  | Arrowhead Hexapod Fixator | 2019 | 1 | 15 | 2019 | 5 | 14 | 2019-01-15 | 2019-05-14 | 119 | OR | OR | 2 |  | N | N |  | 888.303 | 1 |  |  |  |  | Y | N | Eligible
K190071 | K153386 | [90 empty] | SPINEART | Franck Pennesi | 3 Chemin du pre Fleuri |  | Plan Les Ouates |  | CH | 1228 | 1228 | 2019-01-15 | 2019-02-25 | SESE | OR | NKG | Summary | OR |  | Special | N |  | Perla® Posterior Cervico-Thoracic Fixation System | 2019 | 1 | 15 | 2019 | 2 | 25 | 2019-01-15 | 2019-02-25 | 41 | OR | OR | 2 |  | N | N |  | 888.3075 | 1 | Posterior cervical screw systems are intended for use in fusion procedures of the cervical spine and/or craniocervical junction and/or cervicothoracic junction for: 1) spinal fractures and dislocations; 2) deformities; 3) instabilities; 4) failed previous fusions; 5) tumors; 6) inflammatory disorders; 7) spinal degeneration, 8) facet degeneration with instability; and 9) reconstruction following decompression to treat radiculopathy and/or myelopathy. These systems are also intended to stabilize the spine in the absence of fusion for a limited time period in patients with tumors involving the cervical spine in whom life expectancy is of insufficient duration to permit achievement of fusion. | Metallic plates, longitudinal members (e.g., rods) and other device-specific accessories. | Use of screws and longitudinal members (e.g., rods) to stabilization spinal segments for fusion. | Posterior cervical spine | Y | N | Eligible
K190085 | K152315 | K102069 | K160738 | [88 empty] | Smith & Nephew Inc | Amy Winegarden | 7135 Goodlett Farms Parkway |  | Cordova | TN | US | 38016 | 38016 | 2019-01-17 | 2019-02-11 | SESE | OR | HSX | Summary | OR |  | Special | N |  | Journey II Unicompartmental Knee System | 2019 | 1 | 17 | 2019 | 2 | 11 | 2019-01-17 | 2019-02-11 | 25 | OR | OR | 2 |  | N | N |  | 888.352 | 1 |  |  |  |  | Y | N | Eligible
K190092 | K163595 | K173782 | [89 empty] | Medicrea International S.A. | David Ryan | 5389 route de Strasbourg |  | Rillieux-La-Pape |  | FR | 69140 | 69140 | 2019-01-18 | 2019-05-08 | SESE | OR | MAX | Summary | OR |  | Traditional | N |  | UNiD Patient specific 3D printed TLIF cage | 2019 | 1 | 18 | 2019 | 5 | 8 | 2019-01-18 | 2019-05-08 | 110 | OR | OR | 2 |  | N | N |  | 888.308 | 1 | Intended to stabilize spinal segment to promote fusion in order to restrict motion and decrease pain using bone graft. | hollow cylinder or rectangular box made of metal or polymer | Acts as a disc spacer and holds bone graft. | intervertebral disc space | Y | N | Eligible
K190100 | K082424 | K100981 | K122183 | K013385 | K070978 | K110940 | K002757 | K052685 | K130063 | K123550 | K152530 | K111546 | K023087 | K100048 | [77 empty] | United Orthopedic Corporation | Lois Ho | No 57, Park Ave 2, Science Park |  | Hsinchu |  | TW | 30075 | 30075 | 2019-01-22 | 2019-09-23 | SESE | OR | KRO | Summary | OR |  | Traditional | N |  | USTAR II System | 2019 | 1 | 22 | 2019 | 9 | 23 | 2019-01-22 | 2019-09-23 | 244 | OR | OR | 2 |  | N | N |  | 888.351 | 1 |  |  |  |  | Y | N | Eligible
K190110 | K161351 | [90 empty] | Artoss Gmbh | Walter Gerike | Friedrich-Barnewitz Strasse 3 |  | Rostock |  | DE | 18119 | 18119 | 2019-01-23 | 2019-04-23 | SESE | OR | MQV | Summary | OR |  | Traditional | N |  | NanoBone SBX PUTTY, NanoBone QD | 2019 | 1 | 23 | 2019 | 4 | 23 | 2019-01-23 | 2019-04-23 | 90 | OR | OR | 2 |  | N | N |  | 888.3045 | 1 |  |  |  |  | Y | N | Eligible
K190122 | K120038 | K113550 | [89 empty] | Renovis Surgical Technologies | Anthony Debenedictis | 1901 W. Lugonia Ave, Suite 340 |  | Redlands | CA | US | 92374 | 92374 | 2019-01-25 | 2019-06-20 | SESE | OR | JWH | Summary | OR |  | Traditional | N |  | Renovis A200 PS Knee System as part of the Renovis A200 Knee System | 2019 | 1 | 25 | 2019 | 6 | 20 | 2019-01-25 | 2019-06-20 | 146 | OR | OR | 2 |  | N | N |  | 888.356 | 1 |  |  |  |  | Y | N | Eligible
K190123 | K170444 | [90 empty] | MicroPort Orthopedics Inc. | Tejas Patel | 5677 Airline Road |  | Arlington | TN | US | 38002 | 38002 | 2019-01-25 | 2019-07-15 | SESE | OR | LPH | Summary | OR |  | Traditional | N |  | MicroPort CoCr Femoral Heads | 2019 | 1 | 25 | 2019 | 7 | 15 | 2019-01-25 | 2019-07-15 | 171 | OR | OR | 2 |  | N | N |  | 888.3358 | 1 |  |  |  |  | Y | N | Eligible
K190125 | K121861 | K111564 | K132043 | K943949 | [87 empty] | T.A.G. Medical Products Corporation, Ltd | Shlomi Dines | Gaaton |  | Gaaton |  | IL | 2513000 | 2513000 | 2019-01-28 | 2019-05-19 | SESE | OR | MBI | Summary | OR |  | Traditional | N |  | FiberStitch Implant, Curved with two Polyester Implants and 2-0 FiberWire, FiberStitch Implant, Straight with two Polyester Implants and 2-0 FiberWire | 2019 | 1 | 28 | 2019 | 5 | 19 | 2019-01-28 | 2019-05-19 | 111 | OR | OR | 2 |  | N | N |  | 888.304 | 1 |  |  |  |  | Y | N | Eligible
K190136 | K905795 | K884739 | K102601 | K153609 | [87 empty] | Fusion Orthopedics, LLC | Eli Jacobson | 4135 S. Power Rd., Suite 110 |  | Mesa | AZ | US | 85212 | 85212 | 2019-01-29 | 2019-10-21 | SESE | OR | KWH | Summary | OR |  | Traditional | N |  | Fusion Silastic System | 2019 | 1 | 29 | 2019 | 10 | 21 | 2019-01-29 | 2019-10-21 | 265 | OR | OR | 2 |  | N | N |  | 888.372 | 1 |  |  |  |  | Y | N | Eligible
K190143 | K072370 | K091207 | [89 empty] | Corin USA | Lucinda Gerber | 12750 Citrus Park Lane, Suite 120 |  | Tampa | FL | US | 33625 | 33625 | 2019-01-29 | 2019-11-04 | SESE | OR | HTN | Summary | OR |  | Traditional | N |  | LARS AC Band Device | 2019 | 1 | 29 | 2019 | 11 | 4 | 2019-01-29 | 2019-11-04 | 279 | OR | OR | 2 |  | N | N |  | 888.303 | 1 |  |  |  |  | Y | N | Eligible
K190147 | K162315 | K112756 | K173982 | K041389 | [87 empty] | Globus Medical Inc. | Kelly J. Baker | 2560 General Armistead Ave. |  | Audubon | PA | US | 19403 | 19403 | 2019-01-29 | 2019-05-08 | SESE | OR | MQP | Summary | OR |  | Traditional | N |  | COLOSSEUM Mesh | 2019 | 1 | 29 | 2019 | 5 | 8 | 2019-01-29 | 2019-05-08 | 99 | OR | OR | 2 |  | N | N |  | 888.306 | 1 |  |  |  |  | Y | N | Eligible
K190165 | K171107 | K120368 | K090353 | K073291 | [87 empty] | Medtronic Sofamor Danek USA, INC. | Justin O'Connor | 1800 Pyramid Place |  | Memphis | TN | US | 38132 | 38132 | 2019-01-31 | 2019-05-06 | SESE | OR | MAX | Summary | OR |  | Traditional | N |  | Capstone Control Spinal System | 2019 | 1 | 31 | 2019 | 5 | 6 | 2019-01-31 | 2019-05-06 | 95 | OR | OR | 2 |  | N | N |  | 888.308 | 1 | Intended to stabilize spinal segment to promote fusion in order to restrict motion and decrease pain using bone graft. | hollow cylinder or rectangular box made of metal or polymer | Acts as a disc spacer and holds bone graft. | intervertebral disc space | Y | N | Eligible
K190166 | K112794 | [90 empty] | TriMed, Inc. | David Medoff | 27533 Avenue Hopkins |  | Santa Clarita | CA | US | 91355 | 91355 | 2019-01-31 | 2019-07-01 | SESE | OR | JDR | Summary | OR |  | Traditional | N |  | TriMed Nitinol Staple System | 2019 | 1 | 31 | 2019 | 7 | 1 | 2019-01-31 | 2019-07-01 | 151 | OR | OR | 2 |  | N | N |  | 888.303 | 1 |  |  |  |  | Y | N | Eligible
K190170 | K030866 | K073275 | K100070 | [88 empty] | GS Medical Co., Ltd. | Barry Sands | 90, Osongsaengmyeong 4-Ro |  | Osong-Eup |  | KR | 363-951 | 363-951 | 2019-02-01 | 2019-05-13 | SESE | OR | KWQ | Summary | OR |  | Traditional | N |  | MVP Cervical Plate System | 2019 | 2 | 1 | 2019 | 5 | 13 | 2019-02-01 | 2019-05-13 | 101 | OR | OR | 2 |  | N | N |  | 888.306 | 1 |  |  |  |  | Y | N | Eligible
K190179 | K151481 | K171097 | K133614 | K172941 | [87 empty] | K2M, Inc. | Oonagh Lahiff | 600 Hope Parkway SE |  | Leesburg | VA | US | 20175 | 20175 | 2019-02-01 | 2019-10-03 | SESE | OR | OVD | Summary | OR |  | Traditional | N |  | SAHARA Stabilization System | 2019 | 2 | 1 | 2019 | 10 | 3 | 2019-02-01 | 2019-10-03 | 244 | OR | OR | 2 |  | N | N |  | 888.308 | 1 | Intended to stabilize lumbar spinal segment to promote fusion in order to restrict motion and decrease pain using bone graft with or without supplemental fixation. | Hollow cylinder or rectangular box made of metal or polymer with integrated fixation. | Acts as a disc spacer and holds bone graft; also includes some form of integrated fixation to maintain stability by direct purchase into the bony vertebral endplates. | Intervertebral disc space | Y | N | Eligible
K190181 | K151008 | K143179 | K142187 | [88 empty] | Link Bio Corp. | Terry Powell | 101 Roundhill Drive |  | Rockaway | NJ | US | 7866 | 7866 | 2019-02-01 | 2019-10-25 | SESE | OR | KRO | Summary | OR |  | Traditional | N |  | Instruments for LINK MEGASYSTEM-C Family | 2019 | 2 | 1 | 2019 | 10 | 25 | 2019-02-01 | 2019-10-25 | 266 | OR | OR | 2 |  | N | N |  | 888.351 | 1 |  |  |  |  | Y | N | Eligible
K190193 | K181531 | [90 empty] | SpineEX Inc. | Andrew Rogers | 4046 Clipper Court |  | Fremont | CA | US | 94538 | 94538 | 2019-02-04 | 2019-03-04 | SESE | OR | MAX | Summary | OR |  | Special | N |  | SpineEX Sagittae® Lateral Lumbar Interbody Fusion Devices | 2019 | 2 | 4 | 2019 | 3 | 4 | 2019-02-04 | 2019-03-04 | 28 | OR | OR | 2 |  | N | N |  | 888.308 | 1 | Intended to stabilize spinal segment to promote fusion in order to restrict motion and decrease pain using bone graft. | hollow cylinder or rectangular box made of metal or polymer | Acts as a disc spacer and holds bone graft. | intervertebral disc space | Y | N | Eligible
K190216 | K161273 | K062274 | K112470 | [88 empty] | G21 S.R.L | Filippo Foroni | Via Sandro Petrini, 8 |  | San Possidonio |  | IT | 41039 | 41039 | 2019-02-04 | 2019-06-09 | SESE | OR | MBB | Summary | OR |  | Traditional | N |  | SpaceFlex Knee | 2019 | 2 | 4 | 2019 | 6 | 9 | 2019-02-04 | 2019-06-09 | 125 | OR | OR | 2 |  | N | N |  | 888.3027 | 1 |  |  |  |  | Y | N | Eligible
K190227 | K030866 | K143576 | K030500 | K982443 | K083562 | [86 empty] | ChoiceSpine, LP | Kim Finch | 400 Erin Drive |  | Knoxville | TN | US | 37919 | 37919 | 2019-02-05 | 2019-05-01 | SESE | OR | KWQ | Summary | OR |  | Traditional | N |  | Boomerang Anterior Cervical Plate System | 2019 | 2 | 5 | 2019 | 5 | 1 | 2019-02-05 | 2019-05-01 | 85 | OR | OR | 2 |  | N | N |  | 888.306 | 1 |  |  |  |  | Y | N | Eligible
K190230 | K182983 | [90 empty] | SI-BONE, Inc. | Meirav Harsat | 471 El Camino Real, Suite 101 |  | Santa Clara | CA | US | 95050 | 95050 | 2019-02-06 | 2019-04-03 | SESE | OR | OUR | Summary | OR |  | Traditional | N |  | iFuse Implant System® | 2019 | 2 | 6 | 2019 | 4 | 3 | 2019-02-06 | 2019-04-03 | 56 | OR | OR | 2 |  | N | N |  | 888.304 | 1 | sacroiliac joint fusion | may be used with bone graft, should not be used with bone cement | bridges both sides of the joint, preventing motion | sacroiliac joint | Y | N | Eligible
K190231 | K180257 | [90 empty] | Nextremity Solutions, Inc. | Greg Denham | 210 North Buffalo Street |  | Warsaw | IN | US | 46580 | 46580 | 2019-02-06 | 2019-05-24 | SESE | OR | HWC | Summary | OR |  | Traditional | N |  | InCore® Lapidus Sterile Kits | 2019 | 2 | 6 | 2019 | 5 | 24 | 2019-02-06 | 2019-05-24 | 107 | OR | OR | 2 |  | N | N |  | 888.304 | 1 |  |  |  |  | Y | N | Eligible
K190253 | K173293 | [90 empty] | Smith & Nephew, Inc | Shereen Bienz | 1450 Brooks Road |  | Memphis | TN | US | 38116 | 38116 | 2019-02-07 | 2019-03-11 | SESE | OR | HRS | Summary | OR |  | Special | N |  | EVOS Small Fragment Upper Extremity Plates Line Additions | 2019 | 2 | 7 | 2019 | 3 | 11 | 2019-02-07 | 2019-03-11 | 32 | OR | OR | 2 |  | N | N |  | 888.303 | 1 |  |  |  |  | Y | N | Eligible
K190261 | K132496 | K131377 | [89 empty] | Arthrosurface, Inc. | Dawn J. Wilson | 38 Forge Parkway |  | Franklin | MA | US | 2038 | 2038 | 2019-02-08 | 2019-08-14 | SESE | OR | KWD | Summary | OR |  | Traditional | N |  | BOSS Toe Fixation System | 2019 | 2 | 8 | 2019 | 8 | 14 | 2019-02-08 | 2019-08-14 | 187 | OR | OR | 2 |  | N | N |  | 888.373 | 1 |  |  |  |  | Y | N | Eligible
K190276 | K935484 | K946371 | K001745 | K002796 | K094035 | K122773 | [85 empty] | StelKast, Inc. | David Stumpo | 200 Hidden Valley Road |  | McMurray | PA | US | 15317 | 15317 | 2019-02-08 | 2019-03-08 | SESE | OR | LPH | Summary | OR |  | Special | N |  | Provident II Hip Stem | 2019 | 2 | 8 | 2019 | 3 | 8 | 2019-02-08 | 2019-03-08 | 28 | OR | OR | 2 |  | N | N |  | 888.3358 | 1 |  |  |  |  | Y | N | Eligible
K190280 | K150105 | K180159 | [89 empty] | Total Joint Orthopedics, Inc. | Chris Weaber | 1567 East Stratford Avenue |  | Salt Lake City | UT | US | 84106 | 84106 | 2019-02-08 | 2019-03-15 | SESE | OR | JWH | Summary | OR |  | Special | N |  | Klassic Knee System - Sombrero Patella with Standard Poly, Klassic Knee System - Sombrero Patella with E-Link Poly | 2019 | 2 | 8 | 2019 | 3 | 15 | 2019-02-08 | 2019-03-15 | 35 | OR | OR | 2 |  | N | N |  | 888.356 | 1 |  |  |  |  | Y | N | Eligible
K190283 | K083270 | K181255 | [89 empty] | Wright Medical Technology, Inc. | Rachel Roberts | 1023 Cherry Road |  | Memphis | TN | US | 38117 | 38117 | 2019-02-11 | 2019-03-14 | SESE | OR | MQV | Summary | OR |  | Special | N |  | PROSTIM Injectable Inductive Graft | 2019 | 2 | 11 | 2019 | 3 | 14 | 2019-02-11 | 2019-03-14 | 31 | OR | OR | 2 |  | N | N |  | 888.3045 | 1 |  |  |  |  | Y | N | Eligible
K190284 | K172032 | K073649 | K140759 | [88 empty] | Medos International SARL | Linda Bernier | Chemin-Blanc 38 |  | Le Locle |  | CH | 2400 | 2400 | 2019-02-11 | 2019-12-20 | SESE | OR | PLR | Summary | OR |  | Traditional | N |  | Bengal Stackable Cage System | 2019 | 2 | 11 | 2019 | 12 | 20 | 2019-02-11 | 2019-12-20 | 312 | OR | OR | 2 |  | N | N |  | 888.306 | 1 | Vertebral body replacement in the cervical spine. | Metallic or polymeric device (usually rectangular or cylindrical), with open central and lateral canals for bone graft containment, providing rigidity and structural support. | Provides structural support for the indicated population. | Cervical spine | Y | N | Eligible
K190286 | K183039 | K051075 | K111629 | K092873 | K080402 | K162024 | K100858 | K110598 | K113254 | K130642 | K133349 | K142139 | K143256 | K052472 | K120174 | K062250 | K183077 | K092122 | [73 empty] | Materialise NV | Mieke Janssen | Technologielaan 15 |  | Leuven |  | BE | 3001 | 3001 | 2019-02-11 | 2019-07-08 | SESE | OR | KWS | Summary | OR |  | Traditional | N |  | Materialise Glenoid Positioning System | 2019 | 2 | 11 | 2019 | 7 | 8 | 2019-02-11 | 2019-07-08 | 147 | OR | OR | 2 |  | N | N |  | 888.366 | 1 |  |  |  |  | Y | N | Eligible
K190287 | K170326 | K960385 | K172052 | [88 empty] | Arthrex Inc. | Rebecca R. Homan | 1370 Creekside Boulevard |  | Naples | FL | US | 34108-1945 | 34108-1945 | 2019-02-11 | 2019-05-03 | SESE | OR | HTY | Summary | OR |  | Traditional | N |  | Arthrex DynaNite® PIP (Hammertoe) Implant | 2019 | 2 | 11 | 2019 | 5 | 3 | 2019-02-11 | 2019-05-03 | 81 | OR | OR | 2 |  | N | N |  | 888.304 | 1 |  |  |  |  | Y | N | Eligible
K190288 | K123341 | [90 empty] | Arthrex Inc. | Ivette Galmez | 1370 Creekside Boulevard |  | Naples | FL | US | 34108-1945 | 34108-1945 | 2019-02-11 | 2019-09-13 | SESE | OR | MBI | Summary | OR |  | Traditional | N |  | Arthrex Tenodesis Button | 2019 | 2 | 11 | 2019 | 9 | 13 | 2019-02-11 | 2019-09-13 | 214 | OR | OR | 2 |  | N | N |  | 888.304 | 1 |  |  |  |  | Y | N | Eligible
K190289 | K180728 | [90 empty] | Spinal Elements Inc | Julie Lamothe | 3115 Melrose Dr., Suite 200 |  | Carlsbad | CA | US | 92010 | 92010 | 2019-02-11 | 2019-04-03 | SESE | OR | OWI | Summary | OR |  | Traditional | N |  | Karma® Fixation System | 2019 | 2 | 11 | 2019 | 4 | 3 | 2019-02-11 | 2019-04-03 | 51 | OR | OR | 2 |  | N | N |  | 888.301 | 1 | Acts as a bone anchor for temporary stabilization, or used in conjunction with other medical implants of similar metals when wiring is needed, during development of a spinal fusion. | metallic wire, polyester bands | Wrapped around a portion of the sublaminar, posterior spine for temporary stabilization during spinal fusion procedures. May be used in conjunction with other medical implants made of similar metals whenever wiring" may help secure the attachment of other implants.¦sublaminar, posterior spine¦Y¦N¦Eligible
K190290 | [91 empty] | Encore Medical, L.P. | Teffany Hutto | 9800 Metric Blvd. |  | Austin | TX | US | 78758 | 78758 | 2019-02-11 | 2019-04-26 | SESE | OR | KWS | Summary | OR |  | Special | N |  | AltiVate Reverse Humeral Stem, 48mm | 2019 | 2 | 11 | 2019 | 4 | 26 | 2019-02-11 | 2019-04-26 | 74 | OR | OR | 2 |  | N | N |  | 888.366 | 1 |  |  |  |  | Y | N | Eligible
K190291 | K171496 | K142152 | K153207 | [88 empty] | Addivation Medical, LLC | Gregory Stebbins | 44 Riverdale Avenue |  | Monmouth Beach | NJ | US | 7750 | 7750 | 2019-02-11 | 2019-07-30 | SESE | OR | ODP | Summary | OR |  | Traditional | N |  | Addivation Medical Cervical Interbody System | 2019 | 2 | 11 | 2019 | 7 | 30 | 2019-02-11 | 2019-07-30 | 169 | OR | OR | 2 |  | N | N |  | 888.308 | 1 | Intended to stabilize cervical spinal segment to promote fusion in order to restrict motion and decrease pain using bone graft. | Hollow cylinder or rectangular box made of metal or polymer. | Acts as a disc spacer and holds bone graft. | Intervertebral disc space. | Y | N | Eligible
K190317 | K153404 | K955348 | K072022 | K051044 | [87 empty] | Zavation Medical Products, LLC | Frankie Cummins | 220 Lakeland Parkway |  | Flowood | MS | US | 39232 | 39232 | 2019-02-13 | 2019-04-11 | SESE | OR | NKB | Summary | OR |  | Traditional | N |  | Zavation Spinal System | 2019 | 2 | 13 | 2019 | 4 | 11 | 2019-02-13 | 2019-04-11 | 57 | OR | OR | 2 |  | N | N |  | 888.307 | 1 | Intended to provide immobilization and stabilization of spinal segments in thoracic, lumbar, and sacral spine as an adjunct to fusion. |  |  |  | Y | N | Eligible
K190321 | K172583 | [90 empty] | OrthoPediatrics, Corp. | Jen Gregory | 2850 Frontier Drive |  | Warsaw | IN | US | 46582 | 46582 | 2019-02-13 | 2019-10-09 | SESE | OR | HSB | Summary | OR |  | Special | N |  | Pediatric Nailing PlatformFemur | 2019 | 2 | 13 | 2019 | 10 | 9 | 2019-02-13 | 2019-10-09 | 238 | OR | OR | 2 |  | N | N |  | 888.302 | 1 |  |  |  |  | Y | N | Eligible
K190322 | K172065 | K143214 | K141314 | [88 empty] | Spineart | Franck Pennesi | 3 chemin du pre Fleuri |  | Plan Les Ouates |  | CH | 1228 | 1228 | 2019-02-13 | 2019-03-04 | SESE | OR | ODP | Summary | OR |  | Special | N |  | SCARLET® AC-T Secured Anterior Cervical Cage | 2019 | 2 | 13 | 2019 | 3 | 4 | 2019-02-13 | 2019-03-04 | 19 | OR | OR | 2 |  | N | N |  | 888.308 | 1 | Intended to stabilize cervical spinal segment to promote fusion in order to restrict motion and decrease pain using bone graft. | Hollow cylinder or rectangular box made of metal or polymer. | Acts as a disc spacer and holds bone graft. | Intervertebral disc space. | Y | N | Eligible
K190324 | K140891 | K012945 | K963172 | [88 empty] | Orthopediatrics, Corp | Jen Gregory | 2850 Frontier Drive |  | Warsaw | IN | US | 46582 | 46582 | 2019-02-13 | 2019-07-05 | SESE | OR | HWC | Summary | OR |  | Traditional | N |  | OrthoPediatrics Cannulated Screw System | 2019 | 2 | 13 | 2019 | 7 | 5 | 2019-02-13 | 2019-07-05 | 142 | OR | OR | 2 |  | N | N |  | 888.304 | 1 |  |  |  |  | Y | N | Eligible
K190333 | K111779 | K131035 | [89 empty] | ConMed Corporation | Orjada Dervishleri | 525 French Road |  | Utica | NY | US | 13502 | 13502 | 2019-02-14 | 2019-03-18 | SESE | OR | MBI | Summary | OR |  | Special | N |  | Paradigm All-Suture Anchor 1.8mm, White/Black #2 | 2019 | 2 | 14 | 2019 | 3 | 18 | 2019-02-14 | 2019-03-18 | 32 | OR | OR | 2 |  | N | N |  | 888.304 | 1 |  |  |  |  | Y | N | Eligible
K190344 | K173960 | K123991 | [89 empty] | DePuy (Ireland) | Kathy Harris | Loughbeg Ringaskiddy |  | Co. Cork |  | IE |  |  | 2019-02-14 | 2019-11-01 | SESE | OR | LZO | Summary | OR |  | Traditional | N |  | DePuy Corail AMT Hip Prosthesis | 2019 | 2 | 14 | 2019 | 11 | 1 | 2019-02-14 | 2019-11-01 | 260 | OR | OR | 2 |  | N | N |  | 888.3353 | 1 |  |  |  |  | Y | N | Eligible
K190355 | K142649 | K150783 | [89 empty] | Precision Casting Solutions, Inc. | Jim Moore | 20031 Henrici Road |  | Oregon City | OR | US | 97045 | 97045 | 2019-02-15 | 2019-05-16 | SESE | OR | JWH | Summary | OR |  | Traditional | N |  | Precision Casting Solutions Total Knee System | 2019 | 2 | 15 | 2019 | 5 | 16 | 2019-02-15 | 2019-05-16 | 90 | OR | OR | 2 |  | N | N |  | 888.356 | 1 |  |  |  |  | Y | N | Eligible
K190360 | K170126 | K041449 | [89 empty] | Integrity Implants, Inc | Lauren Kamer | 850 Parkway Street |  | Jupiter | FL | US | 33477 | 33477 | 2019-02-15 | 2019-06-21 | SESE | OR | NKB | Summary | OR |  | Traditional | N |  | LineSider Spinal System | 2019 | 2 | 15 | 2019 | 6 | 21 | 2019-02-15 | 2019-06-21 | 126 | OR | OR | 2 |  | N | N |  | 888.307 | 1 | Intended to provide immobilization and stabilization of spinal segments in thoracic, lumbar, and sacral spine as an adjunct to fusion. |  |  |  | Y | N | Eligible
K190361 | K112484 | K153404 | K180179 | K132126 | [87 empty] | Zavation Medical Products LLC | Matt Jones | 220 Lakeland Parkway |  | Flowood | MS | US | 39232 | 39232 | 2019-02-15 | 2019-03-18 | SESE | OR | NKB | Summary | OR |  | Traditional | N |  | Zavation Spinal System | 2019 | 2 | 15 | 2019 | 3 | 18 | 2019-02-15 | 2019-03-18 | 31 | OR | OR | 2 |  | N | N |  | 888.307 | 1 | Intended to provide immobilization and stabilization of spinal segments in thoracic, lumbar, and sacral spine as an adjunct to fusion. |  |  |  | Y | N | Eligible
K190364 | K180373 | K143158 | K150481 | K152011 | K102019 | [86 empty] | Xenco Medical, LLC | Jason Haider | 9930 Mesa Rim Road |  | San Diego | CA | US | 92121 | 92121 | 2019-02-15 | 2019-04-18 | SESE | OR | MAX | Summary | OR |  | Traditional | N |  | CancelleX Porous Titanium Lumbar Interbody Device | 2019 | 2 | 15 | 2019 | 4 | 18 | 2019-02-15 | 2019-04-18 | 62 | OR | OR | 2 |  | N | N |  | 888.308 | 1 | Intended to stabilize spinal segment to promote fusion in order to restrict motion and decrease pain using bone graft. | hollow cylinder or rectangular box made of metal or polymer | Acts as a disc spacer and holds bone graft. | intervertebral disc space | Y | N | Eligible
K190365 | K182148 | K152974 | K151235 | K163039 | K162674 | K163044 | K163650 | K140792 | K140741 | [82 empty] | Paragon 28, Inc. | Eric Lintula | 4B Inverness Ct. E, STE 280 |  | Englewood | CO | US | 80112 | 80112 | 2019-02-15 | 2019-04-12 | SESE | OR | HRS | Summary | OR |  | Special | N |  | Baby Gorilla/Gorilla Plating System | 2019 | 2 | 15 | 2019 | 4 | 12 | 2019-02-15 | 2019-04-12 | 56 | OR | OR | 2 |  | N | N |  | 888.303 | 1 |  |  |  |  | Y | N | Eligible
K190371 | K132377 | K140946 | [89 empty] | Biogennix, LLC. | Timothy Bumbalough | 1641 McGaw Ave |  | Irvine | CA | US | 92614 | 92614 | 2019-02-15 | 2019-08-09 | SESE | OR | MQV | Summary | OR |  | Traditional | N |  | Morpheus-C | 2019 | 2 | 15 | 2019 | 8 | 9 | 2019-02-15 | 2019-08-09 | 175 | OR | OR | 2 |  | N | N |  | 888.3045 | 1 |  |  |  |  | Y | N | Eligible
K190375 | K122805 | K152711 | [89 empty] | Parcus Medical, LLC | Paul Vagts | 6423 Parkland Dr |  | Sarasota | FL | US | 34243 | 34243 | 2019-02-19 | 2019-04-24 | SESE | OR | MBI | Summary | OR |  | Special | N |  | Parcus ATLAS | 2019 | 2 | 19 | 2019 | 4 | 24 | 2019-02-19 | 2019-04-24 | 64 | OR | OR | 2 |  | N | N |  | 888.304 | 1 |  |  |  |  | Y | N | Eligible
K190376 | K124058 | K182240 | K010720 | K955348 | K070530 | [86 empty] | Medicrea International S.A. | David Ryan | 5389 Route De Strasbourg - Vancia |  | Rillieux-La-Pape |  | FR | 69140 | 69140 | 2019-02-19 | 2019-05-02 | SESE | OR | NKB | Summary | OR |  | Traditional | N |  | PASS LP Spinal System | 2019 | 2 | 19 | 2019 | 5 | 2 | 2019-02-19 | 2019-05-02 | 72 | OR | OR | 2 |  | N | N |  | 888.307 | 1 | Intended to provide immobilization and stabilization of spinal segments in thoracic, lumbar, and sacral spine as an adjunct to fusion. |  |  |  | Y | N | Eligible
K190380 | K170074 | K142328 | [89 empty] | Nvision Biomedical Technologies, Inc. | Diana Langham | 4754 Shavano Oak, Suite 101 |  | San Antonio | TX | US | 78249 | 78249 | 2019-02-19 | 2019-03-21 | SESE | OR | ODP | Summary | OR |  | Special | N |  | nvc | 2019 | 2 | 19 | 2019 | 3 | 21 | 2019-02-19 | 2019-03-21 | 30 | OR | OR | 2 |  | N | N |  | 888.308 | 1 | Intended to stabilize cervical spinal segment to promote fusion in order to restrict motion and decrease pain using bone graft. | Hollow cylinder or rectangular box made of metal or polymer. | Acts as a disc spacer and holds bone graft. | Intervertebral disc space. | Y | N | Eligible
K190385 | K182402 | K180377 | K181113 | K173491 | K172300 | K170518 | K163293 | K161426 | K153609 | K160553 | K172975 | K152631 | [79 empty] | In2Bones USA, LLC | Christine Scifert | 6000 Poplar Ave, Suite 115 |  | Memphis | TN | US | 38119 | 38119 | 2019-02-19 | 2019-08-08 | SESE | OR | HRS | Summary | OR |  | Traditional | N |  | CoLink Plating System, Fracture and Correction System, RTS Implant System, NeoSpan Compression Staple System | 2019 | 2 | 19 | 2019 | 8 | 8 | 2019-02-19 | 2019-08-08 | 170 | OR | OR | 2 |  | N | N |  | 888.303 | 1 |  |  |  |  | Y | N | Eligible
K190388 | K140876 | [90 empty] | Orthofix Srl | Gianluca Ricadona | Via delle Nazioni, 9 |  | Bussolengo |  | IT | 37012 | 37012 | 2019-02-19 | 2019-06-07 | SESE | OR | HRS | Summary | OR |  | Traditional | N |  | RIVAL View Plating Systems and Reduce Fracture Plating Systems | 2019 | 2 | 19 | 2019 | 6 | 7 | 2019-02-19 | 2019-06-07 | 108 | OR | OR | 2 |  | N | N |  | 888.303 | 1 |  |  |  |  | Y | N | Eligible
K190391 | K171808 | K030310 | K050110 | K060514 | K061753 | K063049 | K073186 | K082807 | K083213 | K090047 | K102694 | K120689 | K120854 | K141735 | K150099 | K163293 | K180310 | [74 empty] | TDM Co. Ltd. | Yougdae Kim | 69, Cheomdan Venture so-ro, 37 beon-gil, Buk-gu |  | Gwangju |  | KR | 61003 | 61003 | 2019-02-19 | 2019-11-15 | SESE | OR | HRS | Summary | OR |  | Traditional | N |  | TDM Plate and Screw Systems | 2019 | 2 | 19 | 2019 | 11 | 15 | 2019-02-19 | 2019-11-15 | 269 | OR | OR | 2 |  | N | N |  | 888.303 | 1 |  |  |  |  | Y | N | Eligible
K190398 | K090064 | K112664 | K162206 | K190889 | [87 empty] | Republic Spine LLC | James Doulgeris | 350 Camino Gardens Blvd Suite 103 |  | Boca Raton | FL | US | 33432 | 33432 | 2019-02-19 | 2019-09-12 | SESE | OR | MAX | Summary | OR |  | Traditional | N |  | Republic Spine Restore Intervertebral Body Fusion System | 2019 | 2 | 19 | 2019 | 9 | 12 | 2019-02-19 | 2019-09-12 | 205 | OR | OR | 2 |  | N | N |  | 888.308 | 1 | Intended to stabilize spinal segment to promote fusion in order to restrict motion and decrease pain using bone graft. | hollow cylinder or rectangular box made of metal or polymer | Acts as a disc spacer and holds bone graft. | intervertebral disc space | Y | N | Eligible
K190402 | K040267 | K141056 | K172326 | K042993 | K123486 | K172634 | K173849 | K040267 | K063423 | [82 empty] | Stryker Orthopaedics (aka Howmedica Osteonics Corp.) | Margaret Crowe Klippel | 325 Corporate Drive |  | Mahwah | NJ | US | 7430 | 7430 | 2019-02-19 | 2019-08-22 | SESE | OR | JWH | Summary | OR |  | Traditional | N |  | Triathlon Total Knee System-Additional Components | 2019 | 2 | 19 | 2019 | 8 | 22 | 2019-02-19 | 2019-08-22 | 184 | OR | OR | 2 |  | N | N |  | 888.356 | 1 |  |  |  |  | Y | N | Eligible
K190409 | K162974 | K161590 | [89 empty] | DePuy Synthes | Francoise Cettour-Delbart | 1301 Goshen Parkway |  | West Chester | PA | US | 19380 | 19380 | 2019-02-21 | 2019-05-03 | SESE | OR | HRS | Summary | OR |  | Traditional | N |  | MatrixRIB Fixation System | 2019 | 2 | 21 | 2019 | 5 | 3 | 2019-02-21 | 2019-05-03 | 71 | OR | OR | 2 |  | N | N |  | 888.303 | 1 |  |  |  |  | Y | N | Eligible
K190415 | K121437 | K163044 | K140397 | K132591 | K171108 | [86 empty] | MiRus, LLC | Jordan Bauman | 2150 Newmarket Parkway, Suite 108 |  | Marietta | GA | US | 30067 | 30067 | 2019-02-21 | 2019-04-19 | SESE | OR | HRS | Summary | OR |  | Traditional | N |  | ATLAS Plating System | 2019 | 2 | 21 | 2019 | 4 | 19 | 2019-02-21 | 2019-04-19 | 57 | OR | OR | 2 |  | N | N |  | 888.303 | 1 |  |  |  |  | Y | N | Eligible
K190418 | K173117 | [90 empty] | NuVasive, Incorporated | Joseph De La Rosa | 7475 Lusk Blvd. |  | San Diego | CA | US | 92121 | 92121 | 2019-02-21 | 2019-03-21 | SESE | OR | OWI | Summary | OR |  | Special | N |  | NuVasive® VersaTie® System | 2019 | 2 | 21 | 2019 | 3 | 21 | 2019-02-21 | 2019-03-21 | 28 | OR | OR | 2 |  | N | N |  | 888.301 | 1 | Acts as a bone anchor for temporary stabilization, or used in conjunction with other medical implants of similar metals when wiring is needed, during development of a spinal fusion. | metallic wire, polyester bands | Wrapped around a portion of the sublaminar, posterior spine for temporary stabilization during spinal fusion procedures. May be used in conjunction with other medical implants made of similar metals whenever wiring" may help secure the attachment of other implants.¦sublaminar, posterior spine¦Y¦N¦Eligible
K190425 | K143271 | [90 empty] | L&K BIOMED Co., Ltd. | Jihyeon Seo | #201, 202 16-25, Dongbaekjungang-ro 16 beon-gil, | Giheung-gu | Yongin-si |  | KR | 17015 | 17015 | 2019-02-22 | 2019-03-21 | SESE | OR | KWQ | Summary | OR |  | Special | N |  | CastleLoc-P Anterior Cervical Plate System | 2019 | 2 | 22 | 2019 | 3 | 21 | 2019-02-22 | 2019-03-21 | 27 | OR | OR | 2 |  | N | N |  | 888.306 | 1 |  |  |  |  | Y | N | Eligible
K190426 | K180550 | K160154 | K173324 | [88 empty] | Astura Medical, LLC | Parker Kelch | 3186 Lionshead Ave, Suite 100 |  | Carlsbad | CA | US | 92010 | 92010 | 2019-02-22 | 2019-10-24 | SESE | OR | PLR | Summary | OR |  | Traditional | N |  | ALTA Anterior Cervical Corpectomy System | 2019 | 2 | 22 | 2019 | 10 | 24 | 2019-02-22 | 2019-10-24 | 244 | OR | OR | 2 |  | N | N |  | 888.306 | 1 | Vertebral body replacement in the cervical spine. | Metallic or polymeric device (usually rectangular or cylindrical), with open central and lateral canals for bone graft containment, providing rigidity and structural support. | Provides structural support for the indicated population. | Cervical spine | Y | N | Eligible
K190430 | K152000 | K150981 | K150188 | K001945 | K011335 | K020872 | K082807 | K010321 | K092609 | K092889 | [81 empty] | OsteoCentric Trauma | Todd Evans | 5113 Southwest Pkwy, Ste. 150 |  | Austin | TX | US | 79735 | 79735 | 2019-02-22 | 2019-03-22 | SESE | OR | HWC | Summary | OR |  | Special | N |  | OsteoCentric Bone Plate and Screw System | 2019 | 2 | 22 | 2019 | 3 | 22 | 2019-02-22 | 2019-03-22 | 28 | OR | OR | 2 |  | N | N |  | 888.304 | 1 |  |  |  |  | Y | N | Eligible
K190439 | K133811 | K142066 | K033363 | K052567 | [87 empty] | Engage UNI, LLC | Nicholas Slater | 5931 Brick Court, Suite 130 |  | Winter Park | FL | US | 32792 | 32792 | 2019-02-25 | 2019-11-21 | SESE | OR | NJD | Summary | OR |  | Traditional | N |  | Engage Partial Knee System | 2019 | 2 | 25 | 2019 | 11 | 21 | 2019-02-25 | 2019-11-21 | 269 | OR | OR | 2 |  | N | N |  | 888.3535 | 1 | Intended to replace part of a knee joint in order to relieve pain and restore knee function, for indications such as uni-compartmental osteoarthritis; inflammatory arthritis; traumatic arthritis; varus, valgus or flexion deformities; and revision surgery. |  |  |  | Y | N | Eligible
K190446 | K181076 | [90 empty] | Responsive Arthroscopy LLC | Douglas Kohrs | 701 N. 3rd Street, Suite 208 |  | Minneapolis | MN | US | 55401 | 55401 | 2019-02-25 | 2019-03-27 | SESE | OR | MBI | Summary | OR |  | Special | N |  | Responsive Arthroscopy Wedge Push-In Suture Anchors | 2019 | 2 | 25 | 2019 | 3 | 27 | 2019-02-25 | 2019-03-27 | 30 | OR | OR | 2 |  | N | N |  | 888.304 | 1 |  |  |  |  | Y | N | Eligible
K190471 | K111136 | K030383 | K012871 | [88 empty] | Solco Biomedical Co., Ltd. | Kim Il | 154 Seotan-Ro, Seotan-Myeon |  | Pyeongtaek |  | KR | 17704 | 17704 | 2019-02-26 | 2019-07-24 | SESE | OR | NKB | Summary | OR |  | Traditional | N |  | 4CIS® Chiron Spinal Fixation System | 2019 | 2 | 26 | 2019 | 7 | 24 | 2019-02-26 | 2019-07-24 | 148 | OR | OR | 2 |  | N | N |  | 888.307 | 1 | Intended to provide immobilization and stabilization of spinal segments in thoracic, lumbar, and sacral spine as an adjunct to fusion. |  |  |  | Y | N | Eligible
K190474 | K061863 | [90 empty] | Medacta International SA | Stefano Baj | Strada Regina |  | Castel San Pietro |  | CH | CH-6874 | CH-6874 | 2019-02-27 | 2019-05-28 | SESE | OR | MBI | Summary | OR |  | Traditional | N |  | MectaLock PEEK Suture Anchor | 2019 | 2 | 27 | 2019 | 5 | 28 | 2019-02-27 | 2019-05-28 | 90 | OR | OR | 2 |  | N | N |  | 888.304 | 1 |  |  |  |  | Y | N | Eligible
K190482 | K052913 | [90 empty] | Wright Medical Technology, Inc. | Alayne Melancon | 1023 Cherry Road |  | Memphis | TN | US | 38117 | 38117 | 2019-02-27 | 2019-05-28 | SESE | OR | MQV | Summary | OR |  | Traditional | N |  | IGNITE Bone Void Filler | 2019 | 2 | 27 | 2019 | 5 | 28 | 2019-02-27 | 2019-05-28 | 90 | OR | OR | 2 |  | N | N |  | 888.3045 | 1 |  |  |  |  | Y | N | Eligible
K190483 | K180724 | K162986 | K150643 | [88 empty] | Camber Spine Technologies | Erin Kriebel | 501 Allendale Road |  | King of Prussia | PA | US | 19406 | 19406 | 2019-02-27 | 2019-09-23 | SESE | OR | MAX | Summary | OR |  | Traditional | N |  | SPIRA Open Matrix ALIF and LLIF | 2019 | 2 | 27 | 2019 | 9 | 23 | 2019-02-27 | 2019-09-23 | 208 | OR | OR | 2 |  | N | N |  | 888.308 | 1 | Intended to stabilize spinal segment to promote fusion in order to restrict motion and decrease pain using bone graft. | hollow cylinder or rectangular box made of metal or polymer | Acts as a disc spacer and holds bone graft. | intervertebral disc space | Y | N | Eligible
K190486 | K083789 | K970748 | [89 empty] | S H Pitkar Orthotools Pvt Ltd. | Vivek Mangalwedhekar | Plot No. EL 32, J Block, MIDC Bhosari |  | Pune |  | IN | 411026 | 411026 | 2019-02-28 | 2019-10-16 | SESE | OR | KTT | Summary | OR |  | Traditional | N |  | Pitkar External Fixation System | 2019 | 2 | 28 | 2019 | 10 | 16 | 2019-02-28 | 2019-10-16 | 230 | OR | OR | 2 |  | N | N |  | 888.303 | 1 |  |  |  |  | Y | N | Eligible
K190488 | K173182 | K153400 | K123231 | K113447 | K080411 | [86 empty] | Life Spine Inc. | Angela Batker | 13951 S Quality Drive |  | Huntley | IL | US | 60142 | 60142 | 2019-02-28 | 2019-07-23 | SESE | OR | MAX | Summary | OR |  | Traditional | N |  | ProLift Expandable System | 2019 | 2 | 28 | 2019 | 7 | 23 | 2019-02-28 | 2019-07-23 | 145 | OR | OR | 2 |  | N | N |  | 888.308 | 1 | Intended to stabilize spinal segment to promote fusion in order to restrict motion and decrease pain using bone graft. | hollow cylinder or rectangular box made of metal or polymer | Acts as a disc spacer and holds bone graft. | intervertebral disc space | Y | N | Eligible
K190498 | K172343 | [90 empty] | Pioneer Surgical Technology, Inc. DBA RTI Surgical, Inc. | Kristina Hall | 11621 Research Circle |  | Alachua | FL | US | 32615 | 32615 | 2019-02-28 | 2019-07-05 | SESE | OR | MAX | Summary | OR |  | Traditional | N |  | Fortilink® IBF System with TETRAfuse®3D Technology, include the following designs: Fortilink®-TS IBF System, Fortilink®-L I BF System, Fortilink®-C IBF System | 2019 | 2 | 28 | 2019 | 7 | 5 | 2019-02-28 | 2019-07-05 | 127 | OR | OR | 2 |  | N | N |  | 888.308 | 1 | Intended to stabilize spinal segment to promote fusion in order to restrict motion and decrease pain using bone graft. | hollow cylinder or rectangular box made of metal or polymer | Acts as a disc spacer and holds bone graft. | intervertebral disc space | Y | N | Eligible
K190516 | K140328 | [90 empty] | CONMED Corporation | Diana L. Nader-Martone | 525 French Road |  | Utica | NY | US | 13502 | 13502 | 2019-03-04 | 2019-06-28 | SESE | OR | HTN | Summary | OR |  | Traditional | N |  | MicroLink All-Suture Button Fixation System (Radiolucent) | 2019 | 3 | 4 | 2019 | 6 | 28 | 2019-03-04 | 2019-06-28 | 116 | OR | OR | 2 |  | N | N |  | 888.303 | 1 |  |  |  |  | Y | N | Eligible
K190521 | K122698 | K151293 | [89 empty] | Tornier SAS | Lamia Askri | 161 Rue Lavoisier |  | Monbonnot Saint Martin |  | FR | 38330 | 38330 | 2019-03-04 | 2019-06-12 | SESE | OR | KWT | Summary | OR |  | Special | N |  | Aequalis Ascend Flex Shoulder System | 2019 | 3 | 4 | 2019 | 6 | 12 | 2019-03-04 | 2019-06-12 | 100 | OR | OR | 2 |  | N | N |  | 888.365 | 1 |  |  |  |  | Y | N | Eligible
K190526 | K161114 | K180498 | K173487 | K182377 | K180498 | [86 empty] | CarboFix Orthopedics Ltd. | Hila Wachsler-Avrahami | 11 Ha'hoshlim St. |  | Herzeliya |  | IL | 4672411 | 4672411 | 2019-03-04 | 2019-09-19 | SESE | OR | PML | Summary | OR |  | Traditional | N |  | High V+ Bone Cement, CarboClear® Fenestrated Pedicle Screws | 2019 | 3 | 4 | 2019 | 9 | 19 | 2019-03-04 | 2019-09-19 | 199 | OR | OR | 2 |  | N | N |  | 888.3027 | 1 | The device is intended to augment the fixation of screws in a posterior spinal system construct. | Viscous, polymethylmethacrylate material that set hardens over time. | The device is placed within the prepared bone canal for placement of the posterior screw, and can be delivered through the screw cannulation and fenestrations. | Prepared bone canal in the posterior spine for placement of a screw. | Y | N | Eligible
K190535 | K171273 | K170359 | K094035 | K182321 | K161840 | K953653 | K931571 | K920756 | K183141 | K151008 | K142187 | [80 empty] | Waldemar Link GmbH & Co. KG | Stefanie Fuchs | Oststrasse 4-10 |  | Norderstedt |  | DE | 22844 | 22844 | 2019-03-04 | 2019-08-06 | SESE | OR | LZO | Summary | OR |  | Traditional | N |  | BiMobile Dual Mobility System - E-Dur Inserts | 2019 | 3 | 4 | 2019 | 8 | 6 | 2019-03-04 | 2019-08-06 | 155 | OR | OR | 2 |  | N | N |  | 888.3353 | 1 |  |  |  |  | Y | N | Eligible
K190543 | K023684 | K070052 | K102401 | K152454 | K031859 | K132496 | [85 empty] | Vilex in Tennessee, Inc. | Sylvia Southard | 111 Moffitt Street |  | McMinnville | TN | US | 37110 | 37110 | 2019-03-04 | 2019-05-31 | SESE | OR | KWD | Summary | OR |  | Traditional | N |  | Cannulated Hemi Implant | 2019 | 3 | 4 | 2019 | 5 | 31 | 2019-03-04 | 2019-05-31 | 88 | OR | OR | 2 |  | N | N |  | 888.373 | 1 |  |  |  |  | Y | N | Eligible
K190544 | K100042 | [90 empty] | DiFusion Technologies | Derrick Johns | 1624 Headway Circle |  | Austin | TX | US | 78754 | 78754 | 2019-03-04 | 2019-11-01 | SESE | OR | MAX | Summary | OR |  | Traditional | N |  | XIHPOS ZFUZE Interbody Fusion System | 2019 | 3 | 4 | 2019 | 11 | 1 | 2019-03-04 | 2019-11-01 | 242 | OR | OR | 2 |  | N | N |  | 888.308 | 1 | Intended to stabilize spinal segment to promote fusion in order to restrict motion and decrease pain using bone graft. | hollow cylinder or rectangular box made of metal or polymer | Acts as a disc spacer and holds bone graft. | intervertebral disc space | Y | N | Eligible
K190545 | K182377 | K151977 | K082797 | K113058 | [87 empty] | icotec ag | Marina Hess | Industriestrasse 12 |  | 9450 Altstaetten |  | CH |  |  | 2019-03-04 | 2019-06-20 | SESE | OR | NKB | Summary | OR |  | Traditional | N |  | VADER® one Pedicle System MIS and LightMore® Pedicle System 6.0 | 2019 | 3 | 4 | 2019 | 6 | 20 | 2019-03-04 | 2019-06-20 | 108 | OR | OR | 2 |  | N | N |  | 888.307 | 1 | Intended to provide immobilization and stabilization of spinal segments in thoracic, lumbar, and sacral spine as an adjunct to fusion. |  |  |  | Y | N | Eligible
K190546 | K181837 | K132029 | K171140 | K091088 | P980048 | K120345 | K052292 | K082698 | [83 empty] | Nexxt Spine LLC | Andy Elsbury | 14425 Bergen Blvd, Suite B |  | Noblesville | IN | US | 46060 | 46060 | 2019-03-05 | 2019-05-31 | SESE | OR | OVE | Summary | OR |  | Traditional | N |  | NEXXT MATRIXX Stand Alone Cervical System | 2019 | 3 | 5 | 2019 | 5 | 31 | 2019-03-05 | 2019-05-31 | 87 | OR | OR | 2 |  | N | N |  | 888.308 | 1 | Intended to stabilize cervical spinal segment to promote fusion in order to restrict motion and decrease pain using bone graft with or without supplemental fixation. | Hollow cylinder or rectangular box made of metal or polymer with integrated fixation. | Acts as a disc spacer and holds bone graft; also includes some form of integrated fixation to maintain stability by direct purchase into the bony vertebral endplates. | Intervertebral disc space | Y | N | Eligible
K190556 | K122211 | K133444 | K132884 | K151974 | K171907 | K172275 | [85 empty] | Zimmer Biomet Spine, Inc. | Kelly Stratton | 10225 Westmoor Drive |  | Westminster | CO | US | 80021 | 80021 | 2019-03-05 | 2019-10-24 | SESE | OR | OLO | Summary | NE |  | Traditional | N |  | Zimmer Biomet Universal Navigation System | 2019 | 3 | 5 | 2019 | 10 | 24 | 2019-03-05 | 2019-10-24 | 233 | OR | NE | 2 |  | N | N |  | 882.456 | 1 | Stereotaxic guidance during orthopedic surgery procedures. Indicated for Orthopedic joint or spine surgery. Neurological stereotaxic instruments are classified under product code HAW. | Device consists of Camera, computer, various shaped tracking arrays, computer interface for commmunication between user and device. | User loads Computer software pre-Op to plan surgery procedure, then registers the patient anatomy during surgery to allow software to track patient anatomy, implants, and surgical tools in real time/space. | Orthopedic joints and spinal procedures where tracking of instrumentation is desired. | N | N | Eligible
K190562 | K180906 | K180159 | K161668 | [88 empty] | Conformis, Inc. | Paul Smolenski | 600 Technology Park Drive, 4th Floor |  | Billerica | MA | US | 1821 | 1821 | 2019-03-05 | 2019-08-08 | SESE | OR | JWH | Summary | OR |  | Traditional | N |  | iTotal Identity Cruciate Retaining Knee Replacement System | 2019 | 3 | 5 | 2019 | 8 | 8 | 2019-03-05 | 2019-08-08 | 156 | OR | OR | 2 |  | N | N |  | 888.356 | 1 |  |  |  |  | Y | N | Eligible
K190563 | K092162 | K072970 | K073202 | [88 empty] | Solco Biomedical Co., Ltd. | Il Kim | 154 Seotan-ro, Seotan-myeon |  | Pyeongtaek |  | KR | 17704 | 17704 | 2019-03-05 | 2019-09-18 | SESE | OR | MAX | Summary | OR |  | Traditional | N |  | 4CIS PEEK PLIF Cage, 4CIS Pebble Beach PEEK PLIF Cage, 4CIS Torrey Pines PEEK TLIF Cage, 4CIS Dunes PEEK DLIF Cage, 4CIS Augusta PEEK ALIF Cage | 2019 | 3 | 5 | 2019 | 9 | 18 | 2019-03-05 | 2019-09-18 | 197 | OR | OR | 2 |  | N | N |  | 888.308 | 1 | Intended to stabilize spinal segment to promote fusion in order to restrict motion and decrease pain using bone graft. | hollow cylinder or rectangular box made of metal or polymer | Acts as a disc spacer and holds bone graft. | intervertebral disc space | Y | N | Eligible
K190565 | K113170 | [90 empty] | EiserTech, LLC | Lukas Eisermann | 9988 Hibert Street Suite 302 |  | San Diego | CA | US | 92131 | 92131 | 2019-03-05 | 2019-05-31 | SESE | OR | KWQ | Summary | OR |  | Traditional | N |  | Cervical Plate | 2019 | 3 | 5 | 2019 | 5 | 31 | 2019-03-05 | 2019-05-31 | 87 | OR | OR | 2 |  | N | N |  | 888.306 | 1 |  |  |  |  | Y | N | Eligible
K190567 | K012871 | K111942 | [89 empty] | Beijing KeYi Medical Device Technology Co., Ltd. | Jenny Jiang | Building 1, 30 Yongchang South Road |  | Beijing |  | CN | 100176 | 100176 | 2019-03-06 | 2019-05-08 | SESE | OR | NKB | Summary | OR |  | Traditional | N |  | KeYi Spinal Fixation System | 2019 | 3 | 6 | 2019 | 5 | 8 | 2019-03-06 | 2019-05-08 | 63 | OR | OR | 2 |  | N | N |  | 888.307 | 1 | Intended to provide immobilization and stabilization of spinal segments in thoracic, lumbar, and sacral spine as an adjunct to fusion. |  |  |  | Y | N | Eligible
K190577 | K180750 | K181530 | K170613 | K160159 | K030612 | K032683 | K133370 | [84 empty] | Signature Orthopaedics Pty Ltd. | Declan Brazil | 7 Sirius Road |  | Lane Cove |  | AU | 2066 | 2066 | 2019-03-06 | 2019-11-27 | SESE | OR | JWH | Summary | OR |  | Traditional | N |  | World Knee Total Knee Systems | 2019 | 3 | 6 | 2019 | 11 | 27 | 2019-03-06 | 2019-11-27 | 266 | OR | OR | 2 |  | N | N |  | 888.356 | 1 |  |  |  |  | Y | N | Eligible
K190582 | K140328 | [90 empty] | CONMED Corporation | Diana L. Nader-Martone | 525 French Road |  | Utica | NY | US | 13502 | 13502 | 2019-03-06 | 2019-06-28 | SESE | OR | HTN | Summary | OR |  | Traditional | N |  | MicroLink All-Suture Button Fixation System (Radiopaque) | 2019 | 3 | 6 | 2019 | 6 | 28 | 2019-03-06 | 2019-06-28 | 114 | OR | OR | 2 |  | N | N |  | 888.303 | 1 |  |  |  |  | Y | N | Eligible
K190584 | K080302 | K181063 | K142699 | [88 empty] | K2m, Inc. | Casey Hinckley | 600 Hope Parkway, SE |  | Leesburg | VA | US | 20175 | 20175 | 2019-03-06 | 2019-05-15 | SESE | OR | KWQ | Summary | OR |  | Traditional | N |  | CAYMAN LP Plate System | 2019 | 3 | 6 | 2019 | 5 | 15 | 2019-03-06 | 2019-05-15 | 70 | OR | OR | 2 |  | N | N |  | 888.306 | 1 |  |  |  |  | Y | N | Eligible
K190586 | K124027 | K151418 | K153378 | K162353 | K171018 | K142658 | K101700 | K123890 | [83 empty] | Paragon 28, Inc. | Eric Lintula | 4B Inverness Ct. E, STE 280 |  | Englewood | CO | US | 80112 | 80112 | 2019-03-06 | 2019-04-03 | SESE | OR | HWC | Summary | OR |  | Special | N |  | Monster® Screw System | 2019 | 3 | 6 | 2019 | 4 | 3 | 2019-03-06 | 2019-04-03 | 28 | OR | OR | 2 |  | N | N |  | 888.304 | 1 |  |  |  |  | Y | N | Eligible
K190588 | K161189 | [90 empty] | Integra LifeSciences Corporation | Blesson Abraham | 11101 Metric Blvd |  | Austin | TX | US | 78758 | 78758 | 2019-03-07 | 2019-12-02 | SESE | OR | PHX | Summary | OR |  | Traditional | N |  | Integra TITAN Reverse Shoulder System | 2019 | 3 | 7 | 2019 | 12 | 2 | 2019-03-07 | 2019-12-02 | 270 | OR | OR | 2 |  | N | N |  | 888.366 | 1 | Intended to be used to relieve pain and to replace the glenoid and humeral side of the shoulder joint in order to restore mobility in a grossly rotator cuff deficient joint with severe arthropathy or a previous joint replacement with a grossly rotator cuff deficient joint. | Typically includes humeral stem, humeral socket, humeral cup, glenosphere, and glenoid baseplate with fixation screws. The humeral stem and humeral socket may be one single piece or two separate pieces locked together. The humeral cup is snap fit into the humeral socket. The humeral cup is made from UHMWPE and articulates with the glenosphere made of CoCrMo alloy, Titanium alloy, or stainless steel. The glenosphere locks to glenoid baseplate which is fixed to the glenoid bone by 2-6 screws. The glenoid baseplate has HA coating, metallic coating or no coating and may feature a central peg, central screw, central cage, or keel. | Relative to the native shoulder joint, the device moves the center of rotation medially and distally to the anatomic position which increases the length of the deltoid muscle's lever arm, allowing the same rotational moment with less applied force. | Shoulder joint | Y | N | Eligible
K190595 | K150730 | K130126 | [89 empty] | Orthosoft Inc. (d/b/a Zimmer CAS) | Paul Hardy | 75 Queen Street | Suite 3300 | Montreal |  | CA | h3c 2n6 | h3c 2n6 | 2019-03-07 | 2019-06-05 | SESE | OR | KWT | Summary | OR |  | Traditional | N |  | Signature ONE System | 2019 | 3 | 7 | 2019 | 6 | 5 | 2019-03-07 | 2019-06-05 | 90 | OR | OR | 2 |  | N | N |  | 888.365 | 1 |  |  |  |  | Y | N | Eligible
K190598 | K113352 | K171413 | K161591 | [88 empty] | Globus Medical Inc. | Kelly J. Baker | 2560 General Armistead Ave. |  | Audubon | PA | US | 19403 | 19403 | 2019-03-07 | 2019-04-05 | SESE | OR | HRX | Summary | OR |  | Special | N |  | CROSSWAY Spinal Access System | 2019 | 3 | 7 | 2019 | 4 | 5 | 2019-03-07 | 2019-04-05 | 29 | OR | OR | 2 |  | N | Y |  | 888.11 | 1 | Validated reprocessing instructions and reprocessing validation data for this device type must be included in a 510(k) submission if the device is reusable and has specific design features (please refer to Table 2 of 82 FR 26807, available at https://www.gpo.gov/fdsys/pkg/FR-2017-06-09/pdf/2017-12007.pdf). |  |  |  | N | N | Ineligible
K190599 | K142569 | K082839 | K040497 | [88 empty] | Aptis Medical, LLC | Bryan Babb | 3602 Glenview Ave. |  | Glenview | KY | US | 40025 | 40025 | 2019-03-08 | 2019-05-03 | SESE | OR | KXE | Summary | OR |  | Traditional | N |  | Aptis Medical Distal Radio Ulnar Joint Implant | 2019 | 3 | 8 | 2019 | 5 | 3 | 2019-03-08 | 2019-05-03 | 56 | OR | OR | 2 |  | N | N |  | 888.381 | 1 |  |  |  |  | Y | N | Eligible
K190618 | K160324 | K182920 | [89 empty] | MiRus, LLC | Jordan Bauman | 2150 Newmarket Parkway |  | Marietta | GA | US | 30067 | 30067 | 2019-03-11 | 2019-06-06 | SESE | OR | ODP | Summary | OR |  | Traditional | N |  | RIGEL PEEK Anterior Cervical Interbody Fusion System | 2019 | 3 | 11 | 2019 | 6 | 6 | 2019-03-11 | 2019-06-06 | 87 | OR | OR | 2 |  | N | N |  | 888.308 | 1 | Intended to stabilize cervical spinal segment to promote fusion in order to restrict motion and decrease pain using bone graft. | Hollow cylinder or rectangular box made of metal or polymer. | Acts as a disc spacer and holds bone graft. | Intervertebral disc space. | Y | N | Eligible
K190631 | K171369 | K133094 | K160428 | [88 empty] | Medacta International SA | Stefano Baj | Strada Regina |  | Castel San Pietro |  | CH | CH-6874 | CH-6874 | 2019-03-12 | 2019-04-10 | SESE | OR | NKG | Summary | OR |  | Special | N |  | M.U.S.T. MINI Posterior Cervical Screws System | 2019 | 3 | 12 | 2019 | 4 | 10 | 2019-03-12 | 2019-04-10 | 29 | OR | OR | 2 |  | N | N |  | 888.3075 | 1 | Posterior cervical screw systems are intended for use in fusion procedures of the cervical spine and/or craniocervical junction and/or cervicothoracic junction for: 1) spinal fractures and dislocations; 2) deformities; 3) instabilities; 4) failed previous fusions; 5) tumors; 6) inflammatory disorders; 7) spinal degeneration, 8) facet degeneration with instability; and 9) reconstruction following decompression to treat radiculopathy and/or myelopathy. These systems are also intended to stabilize the spine in the absence of fusion for a limited time period in patients with tumors involving the cervical spine in whom life expectancy is of insufficient duration to permit achievement of fusion. | Metallic plates, longitudinal members (e.g., rods) and other device-specific accessories. | Use of screws and longitudinal members (e.g., rods) to stabilization spinal segments for fusion. | Posterior cervical spine | Y | N | Eligible
K190633 | K073175 | K133811 | [89 empty] | NanoOrtho, LLC | Austin Ferro | 860 Oak Park Blvd STE 301 |  | Arroyo Grande | CA | US | 93420 | 93420 | 2019-03-12 | 2019-12-20 | SESE | OR | HRY | Summary | OR |  | Traditional | N |  | NanoOrtho NanoKnee® System | 2019 | 3 | 12 | 2019 | 12 | 20 | 2019-03-12 | 2019-12-20 | 283 | OR | OR | 2 |  | N | N |  | 888.353 | 1 |  |  |  |  | Y | N | Eligible
K190636 | K170126 | K090230 | [89 empty] | NuVasive, Incorporated | Ivanna Lopez | 7475 Lusk Boulevard |  | San Diego | CA | US | 92121 | 92121 | 2019-03-12 | 2019-10-19 | SESE | OR | NKB | Summary | OR |  | Traditional | N |  | NuVasive® Reline® 4.5-5.0 System | 2019 | 3 | 12 | 2019 | 10 | 19 | 2019-03-12 | 2019-10-19 | 221 | OR | OR | 2 |  | N | N |  | 888.307 | 1 | Intended to provide immobilization and stabilization of spinal segments in thoracic, lumbar, and sacral spine as an adjunct to fusion. |  |  |  | Y | N | Eligible
K190653 | [91 empty] | Globus Medical Inc. | Kelly J. Baker | 2560 General Armistead Ave. |  | Audubon | PA | US | 19403 | 19403 | 2019-03-14 | 2019-04-09 | SESE | OR | OLO | Summary | NE |  | Special | N |  | ExcelsiusGPS | 2019 | 3 | 14 | 2019 | 4 | 9 | 2019-03-14 | 2019-04-09 | 26 | OR | NE | 2 |  | N | N |  | 882.456 | 1 | Stereotaxic guidance during orthopedic surgery procedures. Indicated for Orthopedic joint or spine surgery. Neurological stereotaxic instruments are classified under product code HAW. | Device consists of Camera, computer, various shaped tracking arrays, computer interface for commmunication between user and device. | User loads Computer software pre-Op to plan surgery procedure, then registers the patient anatomy during surgery to allow software to track patient anatomy, implants, and surgical tools in real time/space. | Orthopedic joints and spinal procedures where tracking of instrumentation is desired. | N | N | Eligible
K190655 | K170569 | K161081 | [89 empty] | SeaSpine Orthopedics Corporation | Alicia McArthur | 5770 Armada Drive |  | Carlsbad | CA | US | 92008 | 92008 | 2019-03-14 | 2019-04-29 | SESE | OR | OVE | Summary | OR |  | Traditional | N |  | SeaSpine® Shoreline ACS- Anterior Cervical Standalone System | 2019 | 3 | 14 | 2019 | 4 | 29 | 2019-03-14 | 2019-04-29 | 46 | OR | OR | 2 |  | N | N |  | 888.308 | 1 | Intended to stabilize cervical spinal segment to promote fusion in order to restrict motion and decrease pain using bone graft with or without supplemental fixation. | Hollow cylinder or rectangular box made of metal or polymer with integrated fixation. | Acts as a disc spacer and holds bone graft; also includes some form of integrated fixation to maintain stability by direct purchase into the bony vertebral endplates. | Intervertebral disc space | Y | N | Eligible
K190656 | K161190 | K151448 | K120370 | [88 empty] | Zimmer Inc. | Charles Neitzel | P.O. Box 708 |  | Warsaw | IN | US | 46581-0708 | 46581-0708 | 2019-03-14 | 2019-12-06 | SESE | OR | LPH | Summary | OR |  | Traditional | N |  | Dual Mobility - Longevity and Vivacit-E Polyethylene Hip Bearings | 2019 | 3 | 14 | 2019 | 12 | 6 | 2019-03-14 | 2019-12-06 | 267 | OR | OR | 2 |  | N | N |  | 888.3358 | 1 |  |  |  |  | Y | N | Eligible
K190658 | K181872 | K152306 | [89 empty] | CrossRoads Extremity Systems, LLC | Chad Hollis | 6055 Primacy Pkwy, Suite 140 |  | Memphis | TN | US | 38119 | 38119 | 2019-03-14 | 2019-04-12 | SESE | OR | HRS | Summary | OR |  | Special | N |  | MIS Bunion Plating System | 2019 | 3 | 14 | 2019 | 4 | 12 | 2019-03-14 | 2019-04-12 | 29 | OR | OR | 2 |  | N | N |  | 888.303 | 1 |  |  |  |  | Y | N | Eligible
K190660 | K142882 | K120370 | K151448 | K990135 | K003758 | [86 empty] | Zimmer, Inc. | Mary Wentorf | P.O. Box 708 |  | Warsaw | IN | US | 46581-0708 | 46581-0708 | 2019-03-14 | 2019-12-05 | SESE | OR | LPH | Summary | OR |  | Traditional | N |  | G7 Acetabular System Longevity Highly Crosslinked Polyethylene, G7 Acetabular System Vivacit-E Vitamin E Highly Crosslinked Polyethylene | 2019 | 3 | 14 | 2019 | 12 | 5 | 2019-03-14 | 2019-12-05 | 266 | OR | OR | 2 |  | N | N |  | 888.3358 | 1 |  |  |  |  | Y | N | Eligible
K190666 | K000742 | K001794 | K974706 | K190415 | [87 empty] | MiRus, LLC | Jordan Bauman | 2150 Newmarket Parkway |  | Marietta | GA | US | 30067 | 30067 | 2019-03-15 | 2019-05-09 | SESE | OR | KWQ | Summary | OR |  | Traditional | N |  | CYGNUS Anterior Cervical Plate System | 2019 | 3 | 15 | 2019 | 5 | 9 | 2019-03-15 | 2019-05-09 | 55 | OR | OR | 2 |  | N | N |  | 888.306 | 1 |  |  |  |  | Y | N | Eligible
K190670 | K120359 | [90 empty] | Wright Medical Technology, Inc. | Alayne Melancon | 1023 Cherry Road |  | Memphis | TN | US | 38117 | 38117 | 2019-03-15 | 2019-05-14 | SESE | OR | HRS | Summary | OR |  | Traditional | N |  | ORTHOLOC 2 Lapidus with Rotation System | 2019 | 3 | 15 | 2019 | 5 | 14 | 2019-03-15 | 2019-05-14 | 60 | OR | OR | 2 |  | N | N |  | 888.303 | 1 |  |  |  |  | Y | N | Eligible
K190680 | K180963 | K172888 | [89 empty] | Silony Medical GmbH | Melanie Lubjuhn | Leinfelder StraBe 60 |  | Leinfelden-Echterdingen |  | DE | 70771 | 70771 | 2019-03-18 | 2019-07-18 | SESE | OR | MAX | Summary | OR |  | Traditional | N |  | FAVO S-TLIF | 2019 | 3 | 18 | 2019 | 7 | 18 | 2019-03-18 | 2019-07-18 | 122 | OR | OR | 2 |  | N | N |  | 888.308 | 1 | Intended to stabilize spinal segment to promote fusion in order to restrict motion and decrease pain using bone graft. | hollow cylinder or rectangular box made of metal or polymer | Acts as a disc spacer and holds bone graft. | intervertebral disc space | Y | N | Eligible
K190684 | K121581 | K180078 | K170395 | K133455 | K121587 | [86 empty] | Innovasis, Inc. | Marshall McCarty | 614 East 3900 South |  | Salt Lake City | UT | US | 84107 | 84107 | 2019-03-18 | 2019-06-17 | SESE | OR | MAX | Summary | OR |  | Traditional | N |  | LxHA PEEK Lateral IBF System | 2019 | 3 | 18 | 2019 | 6 | 17 | 2019-03-18 | 2019-06-17 | 91 | OR | OR | 2 |  | N | N |  | 888.308 | 1 | Intended to stabilize spinal segment to promote fusion in order to restrict motion and decrease pain using bone graft. | hollow cylinder or rectangular box made of metal or polymer | Acts as a disc spacer and holds bone graft. | intervertebral disc space | Y | N | Eligible
K190704 | K121297 | K151307 | [89 empty] | Signature Orthopaedics Pty Ltd. | Declan Brazil | 7 Sirius Road |  | Lane Cove |  | AU | 2066 | 2066 | 2019-03-18 | 2019-08-28 | SESE | OR | LZO | Summary | OR |  | Traditional | N |  | Signature Ceramic Femoral Head | 2019 | 3 | 18 | 2019 | 8 | 28 | 2019-03-18 | 2019-08-28 | 163 | OR | OR | 2 |  | N | N |  | 888.3353 | 1 |  |  |  |  | Y | N | Eligible
K190708 | K173182 | K171425 | K110783 | K120063 | K121096 | K151140 | K181380 | [84 empty] | L&K Biomed Co., Ltd. | Jihyeon Seo | #201, 202 16-25, Dongbaekjungang-ro 16 beon-gil, Giheung-gu |  | Yongin-si |  | KR | 17015 | 17015 | 2019-03-19 | 2019-09-16 | SESE | OR | MAX | Summary | OR |  | Traditional | N |  | AccelFix Lumbar Interbody Fusion Cage System | 2019 | 3 | 19 | 2019 | 9 | 16 | 2019-03-19 | 2019-09-16 | 181 | OR | OR | 2 |  | N | N |  | 888.308 | 1 | Intended to stabilize spinal segment to promote fusion in order to restrict motion and decrease pain using bone graft. | hollow cylinder or rectangular box made of metal or polymer | Acts as a disc spacer and holds bone graft. | intervertebral disc space | Y | N | Eligible
K190721 | K133717 | K170919 | [89 empty] | Life Spine Inc. | Angela Batker | 13951 S Quality Drive |  | Huntley | IL | US | 60142 | 60142 | 2019-03-20 | 2019-11-14 | SESE | OR | MAX | Summary | OR |  | Traditional | N |  | LongBow Ti | 2019 | 3 | 20 | 2019 | 11 | 14 | 2019-03-20 | 2019-11-14 | 239 | OR | OR | 2 |  | N | N |  | 888.308 | 1 | Intended to stabilize spinal segment to promote fusion in order to restrict motion and decrease pain using bone graft. | hollow cylinder or rectangular box made of metal or polymer | Acts as a disc spacer and holds bone graft. | intervertebral disc space | Y | N | Eligible
K190722 | K181410 | K152072 | K153622 | K163440 | [87 empty] | CrossRoads Extemity Systems, LLC | Chad Hollis | 6055 Primacy Pkwy Suite 140 |  | Memphis | TN | US | 38119 | 38119 | 2019-03-20 | 2019-08-16 | SESE | OR | JDR | Summary | OR |  | Traditional | N |  | TriMAX Implant System | 2019 | 3 | 20 | 2019 | 8 | 16 | 2019-03-20 | 2019-08-16 | 149 | OR | OR | 2 |  | N | N |  | 888.303 | 1 |  |  |  |  | Y | N | Eligible
K190728 | [91 empty] | Arthrex Inc. | Jessica L. Singelais | 1370 Creekside Boulevard |  | Naples | FL | US | 34108-1945 | 34108-1945 | 2019-03-21 | 2019-04-17 | SESE | OR | MBI | Summary | OR |  | Special | N |  | Arthrex SwiveLock Anchors | 2019 | 3 | 21 | 2019 | 4 | 17 | 2019-03-21 | 2019-04-17 | 27 | OR | OR | 2 |  | N | N |  | 888.304 | 1 |  |  |  |  | Y | N | Eligible
K190738 | K143374 | [90 empty] | Medacta International SA | Stefano Baj | Strada Regina |  | Castel San Pietro |  | CH | CH-6874 | CH-6874 | 2019-03-22 | 2019-12-13 | SESE | OR | PHX | Summary | OR |  | Traditional | N |  | MyShoulder Placement Guides | 2019 | 3 | 22 | 2019 | 12 | 13 | 2019-03-22 | 2019-12-13 | 266 | OR | OR | 2 |  | N | N |  | 888.366 | 1 | Intended to be used to relieve pain and to replace the glenoid and humeral side of the shoulder joint in order to restore mobility in a grossly rotator cuff deficient joint with severe arthropathy or a previous joint replacement with a grossly rotator cuff deficient joint. | Typically includes humeral stem, humeral socket, humeral cup, glenosphere, and glenoid baseplate with fixation screws. The humeral stem and humeral socket may be one single piece or two separate pieces locked together. The humeral cup is snap fit into the humeral socket. The humeral cup is made from UHMWPE and articulates with the glenosphere made of CoCrMo alloy, Titanium alloy, or stainless steel. The glenosphere locks to glenoid baseplate which is fixed to the glenoid bone by 2-6 screws. The glenoid baseplate has HA coating, metallic coating or no coating and may feature a central peg, central screw, central cage, or keel. | Relative to the native shoulder joint, the device moves the center of rotation medially and distally to the anatomic position which increases the length of the deltoid muscle's lever arm, allowing the same rotational moment with less applied force. | Shoulder joint | Y | N | Eligible
K190750 | K162124 | K093928 | K083213 | K082624 | K081353 | K080522 | K071264 | K062564 | K061940 | K052390 | K050646 | K050110 | K033556 | K032032 | K031573 | K030858 | K030597 | K023802 | K013248 | K011978 | K010321 | K001945 | K001941 | K000066 | K991407 | K983787 | K964259 | K963325 | K791619 | K063049 | [61 empty] | DePuy Synthes | Quinn McCarthy | 1301 Goshen Parkway |  | West Chester | PA | US | 19380 | 19380 | 2019-03-25 | 2019-06-21 | SESE | OR | HRS | Summary | OR |  | Traditional | N |  | DePuy Synthes Plates and Screws Portfolio | 2019 | 3 | 25 | 2019 | 6 | 21 | 2019-03-25 | 2019-06-21 | 88 | OR | OR | 2 |  | N | N |  | 888.303 | 1 |  |  |  |  | Y | N | Eligible
K190751 | K172194 | [90 empty] | Orthofix Inc. | Jacki Koch | 3451 Plano Parkway |  | Lewisville | TX | US | 75056 | 75056 | 2019-03-25 | 2019-05-22 | SESE | OR | NKG | Summary | OR |  | Traditional | N |  | Connector System | 2019 | 3 | 25 | 2019 | 5 | 22 | 2019-03-25 | 2019-05-22 | 58 | OR | OR | 2 |  | N | N |  | 888.3075 | 1 | Posterior cervical screw systems are intended for use in fusion procedures of the cervical spine and/or craniocervical junction and/or cervicothoracic junction for: 1) spinal fractures and dislocations; 2) deformities; 3) instabilities; 4) failed previous fusions; 5) tumors; 6) inflammatory disorders; 7) spinal degeneration, 8) facet degeneration with instability; and 9) reconstruction following decompression to treat radiculopathy and/or myelopathy. These systems are also intended to stabilize the spine in the absence of fusion for a limited time period in patients with tumors involving the cervical spine in whom life expectancy is of insufficient duration to permit achievement of fusion. | Metallic plates, longitudinal members (e.g., rods) and other device-specific accessories. | Use of screws and longitudinal members (e.g., rods) to stabilization spinal segments for fusion. | Posterior cervical spine | Y | N | Eligible
K190754 | K090401 | [90 empty] | Geistlich Pharma AG | Marco Steiner | Bahnhofstrasse 40 |  | Wolhusen |  | CH | CH-6110 | CH-6110 | 2019-03-25 | 2019-06-23 | SESE | OR | MQV | Summary | OR |  | Traditional | N |  | Orthoss(R) | 2019 | 3 | 25 | 2019 | 6 | 23 | 2019-03-25 | 2019-06-23 | 90 | OR | OR | 2 |  | N | N |  | 888.3045 | 1 |  |  |  |  | Y | N | Eligible
K190762 | K173645 | K182059 | [89 empty] | GBS Commonwealth Co., Ltd. | Jimmy Kim | C-309, Woolim Lion's Valley, 168, Gasan Digital 1-ro |  | Geumcheon-gu |  | KR | 8507 | 8507 | 2019-03-25 | 2019-06-19 | SESE | OR | NKB | Summary | OR |  | Traditional | N |  | The JASPER Spinal Fixation System II | 2019 | 3 | 25 | 2019 | 6 | 19 | 2019-03-25 | 2019-06-19 | 86 | OR | OR | 2 |  | N | N |  | 888.307 | 1 | Intended to provide immobilization and stabilization of spinal segments in thoracic, lumbar, and sacral spine as an adjunct to fusion. |  |  |  | Y | N | Eligible
K190766 | K031673 | [90 empty] | Heraeus Medical GmbH | Ute Greiner | Philipp-Reis-Strasse 8/13 |  | Wehrheim |  | DE | 61273 | 61273 | 2019-03-25 | 2019-05-31 | SESE | OR | LOD | Summary | OR |  | Traditional | N |  | PALACOS fast R+G | 2019 | 3 | 25 | 2019 | 5 | 31 | 2019-03-25 | 2019-05-31 | 67 | OR | OR | 2 |  | N | N |  | 888.3027 | 1 |  |  |  |  | Y | N | Eligible
K190774 | K123341 | K173845 | [89 empty] | Medos International SARL | LeeAnn Walosin | Chemin-Blanc 38 |  | Le Locle |  | CH | 2400 | 2400 | 2019-03-26 | 2019-07-25 | SESE | OR | MBI | Summary | OR |  | Traditional | N |  | RIGIDLOOP Titanium Button , RIGIDLOOP Cortical Fixation System XL Implant | 2019 | 3 | 26 | 2019 | 7 | 25 | 2019-03-26 | 2019-07-25 | 121 | OR | OR | 2 |  | N | N |  | 888.304 | 1 |  |  |  |  | Y | N | Eligible
K190814 | K062630 | K093447 | K101557 | K182107 | [87 empty] | Zimmer Knee Creations | David l. Nichols | 841 Springdale Drive |  | Exton | PA | US | 19341 | 19341 | 2019-03-29 | 2019-06-10 | SESE | OR | MQV | Summary | OR |  | Traditional | N |  | AccuFill Bone Substitute Material | 2019 | 3 | 29 | 2019 | 6 | 10 | 2019-03-29 | 2019-06-10 | 73 | OR | OR | 2 |  | N | N |  | 888.3045 | 1 |  |  |  |  | Y | N | Eligible
K190830 | K161616 | K123890 | K021556 | K050636 | K080943 | K063020 | [85 empty] | TDM Co. Ltd. | Youngdae Kim | 69, Cheomdan Venture so-ro, 37 beon-gil, Buk-gu |  | Gwangju |  | KR | 61003 | 61003 | 2019-04-01 | 2019-09-13 | SESE | OR | HWC | Summary | OR |  | Traditional | N |  | TDM Screw Systems | 2019 | 4 | 1 | 2019 | 9 | 13 | 2019-04-01 | 2019-09-13 | 165 | OR | OR | 2 |  | N | N |  | 888.304 | 1 |  |  |  |  | Y | N | Eligible
K190834 | K093472 | K110087 | K111481 | K122305 | K123705 | K130128 | K130343 | K131647 | K152893 | [82 empty] | Corin USA | Lucinda Gerber | 12750 Citrus Park Lane, Suite 120 |  | Tampa | FL | US | 33625 | 33625 | 2019-04-01 | 2019-07-22 | SESE | OR | LZO | Summary | OR |  | Traditional | N |  | Corin Optimized Position System Functional Hip Analysis (OPS FHA) | 2019 | 4 | 1 | 2019 | 7 | 22 | 2019-04-01 | 2019-07-22 | 112 | OR | OR | 2 |  | N | N |  | 888.3353 | 1 |  |  |  |  | Y | N | Eligible
K190847 | K171073 | [90 empty] | Smith & Nephew, Inc. | Konrad Wolfmeyer | 1450 Brooks Road |  | Memphis | TN | US | 38116 | 38116 | 2019-04-01 | 2019-10-25 | SESE | OR | LPH | Summary | OR |  | Traditional | N |  | REDAPT Blade Augments | 2019 | 4 | 1 | 2019 | 10 | 25 | 2019-04-01 | 2019-10-25 | 207 | OR | OR | 2 |  | N | N |  | 888.3358 | 1 |  |  |  |  | Y | N | Eligible
K190870 | K173159 | K132029 | K151939 | [88 empty] | 4Web, Inc. | Jessee Hunt | 2801 Network Blvd. | Suite 620 | Frisco | TX | US | 75034 | 75034 | 2019-04-03 | 2019-08-12 | SESE | OR | OVE | Summary | OR |  | Traditional | N |  | Cervical Spinal Truss System-Stand Alone (CSTS-SA) | 2019 | 4 | 3 | 2019 | 8 | 12 | 2019-04-03 | 2019-08-12 | 131 | OR | OR | 2 |  | N | N |  | 888.308 | 1 | Intended to stabilize cervical spinal segment to promote fusion in order to restrict motion and decrease pain using bone graft with or without supplemental fixation. | Hollow cylinder or rectangular box made of metal or polymer with integrated fixation. | Acts as a disc spacer and holds bone graft; also includes some form of integrated fixation to maintain stability by direct purchase into the bony vertebral endplates. | Intervertebral disc space | Y | N | Eligible
K190877 | K181818 | K173702 | K163543 | [88 empty] | SPINEART | Franck Pennesi | 3 chemin du pre Fleuri |  | Plan Ouates |  | CH | 1228 | 1228 | 2019-04-04 | 2019-05-29 | SESE | OR | OVD | Summary | OR |  | Traditional | N |  | Juliet® Ti LL Lumbar Interbody Device | 2019 | 4 | 4 | 2019 | 5 | 29 | 2019-04-04 | 2019-05-29 | 55 | OR | OR | 2 |  | N | N |  | 888.308 | 1 | Intended to stabilize lumbar spinal segment to promote fusion in order to restrict motion and decrease pain using bone graft with or without supplemental fixation. | Hollow cylinder or rectangular box made of metal or polymer with integrated fixation. | Acts as a disc spacer and holds bone graft; also includes some form of integrated fixation to maintain stability by direct purchase into the bony vertebral endplates. | Intervertebral disc space | Y | N | Eligible
K190881 | K140454 | K143375 | K143628 | [88 empty] | Spinal Elements Inc | Julie Lamothe | 3115 Melrose Dr. Suite 200 |  | Carlsbad | CA | US | 92010 | 92010 | 2019-04-04 | 2019-12-19 | SESE | OR | OLO | Summary | NE |  | Traditional | N |  | Spinal Elements Navigated Instruments | 2019 | 4 | 4 | 2019 | 12 | 19 | 2019-04-04 | 2019-12-19 | 259 | OR | NE | 2 |  | N | N |  | 882.456 | 1 | Stereotaxic guidance during orthopedic surgery procedures. Indicated for Orthopedic joint or spine surgery. Neurological stereotaxic instruments are classified under product code HAW. | Device consists of Camera, computer, various shaped tracking arrays, computer interface for commmunication between user and device. | User loads Computer software pre-Op to plan surgery procedure, then registers the patient anatomy during surgery to allow software to track patient anatomy, implants, and surgical tools in real time/space. | Orthopedic joints and spinal procedures where tracking of instrumentation is desired. | N | N | Eligible
K190885 | K142218 | K173115 | [89 empty] | Elevation Spine | Charlie Gilbride | 2600 Garden Rd. Suite 330 |  | Monterey | CA | US | 93940 | 93940 | 2019-04-04 | 2019-08-07 | SESE | OR | OVE | Summary | OR |  | Traditional | N |  | Elevation Spine Saber-C System | 2019 | 4 | 4 | 2019 | 8 | 7 | 2019-04-04 | 2019-08-07 | 125 | OR | OR | 2 |  | N | N |  | 888.308 | 1 | Intended to stabilize cervical spinal segment to promote fusion in order to restrict motion and decrease pain using bone graft with or without supplemental fixation. | Hollow cylinder or rectangular box made of metal or polymer with integrated fixation. | Acts as a disc spacer and holds bone graft; also includes some form of integrated fixation to maintain stability by direct purchase into the bony vertebral endplates. | Intervertebral disc space | Y | N | Eligible
K190889 | K090064 | K181246 | K183397 | K150283 | [87 empty] | Republic Spine, L.L.C. | James Doulgeris | 2424 N. Federal Hwy |  | Boca Raton | FL | US | 33431 | 33431 | 2019-04-05 | 2019-06-19 | SESE | OR | ODP | Summary | OR |  | Traditional | N |  | Republic Spine Restore Cervical Interbody Fusion System | 2019 | 4 | 5 | 2019 | 6 | 19 | 2019-04-05 | 2019-06-19 | 75 | OR | OR | 2 |  | N | N |  | 888.308 | 1 | Intended to stabilize cervical spinal segment to promote fusion in order to restrict motion and decrease pain using bone graft. | Hollow cylinder or rectangular box made of metal or polymer. | Acts as a disc spacer and holds bone graft. | Intervertebral disc space. | Y | N | Eligible
K190890 | K170359 | K173583 | K182502 | K103233 | K150522 | K101336 | [85 empty] | Exactech, Inc. | Liz Howell | 2320 NW 66th Court |  | Gainesville | FL | US | 32653 | 32653 | 2019-04-05 | 2019-10-22 | SESE | OR | LZO | Summary | OR |  | Traditional | N |  | Exactech Alteon Modular Dual Mobility (MDM) System | 2019 | 4 | 5 | 2019 | 10 | 22 | 2019-04-05 | 2019-10-22 | 200 | OR | OR | 2 |  | N | N |  | 888.3353 | 1 |  |  |  |  | Y | N | Eligible
K190892 | K083635 | [90 empty] | Medacta International SA | Stefano Baj | Strada Regina |  | Castel San Pietro |  | CH | CH-6874 | CH-6874 | 2019-04-05 | 2019-06-04 | SESE | OR | MBI | Summary | OR |  | Traditional | N |  | MectaScrew PEEK Interference Screw | 2019 | 4 | 5 | 2019 | 6 | 4 | 2019-04-05 | 2019-06-04 | 60 | OR | OR | 2 |  | N | N |  | 888.304 | 1 |  |  |  |  | Y | N | Eligible
K190895 | K151885 | K181949 | K963350 | K980368 | K982483 | [86 empty] | Medos International Sarl | Sheree Geller | Chemin-Blanc 38 |  | Le Locle |  | CH | 2400 | 2400 | 2019-04-05 | 2019-07-18 | SESE | OR | NKG | Summary | OR |  | Traditional | N |  | MOUNTAINEER OCT Spinal System, SUMMIT SI OCT Spinal Fixation System, SYMPHONY OCT System, SUMMIT Fixation System | 2019 | 4 | 5 | 2019 | 7 | 18 | 2019-04-05 | 2019-07-18 | 104 | OR | OR | 2 |  | N | N |  | 888.3075 | 1 | Posterior cervical screw systems are intended for use in fusion procedures of the cervical spine and/or craniocervical junction and/or cervicothoracic junction for: 1) spinal fractures and dislocations; 2) deformities; 3) instabilities; 4) failed previous fusions; 5) tumors; 6) inflammatory disorders; 7) spinal degeneration, 8) facet degeneration with instability; and 9) reconstruction following decompression to treat radiculopathy and/or myelopathy. These systems are also intended to stabilize the spine in the absence of fusion for a limited time period in patients with tumors involving the cervical spine in whom life expectancy is of insufficient duration to permit achievement of fusion. | Metallic plates, longitudinal members (e.g., rods) and other device-specific accessories. | Use of screws and longitudinal members (e.g., rods) to stabilization spinal segments for fusion. | Posterior cervical spine | Y | N | Eligible
K190904 | K162719 | K042992 | K102795 | [88 empty] | ConforMIS, Inc. | Emmanuel Nyakako | 600 Technology Park |  | Billerica | MA | US | 1821 | 1821 | 2019-04-08 | 2019-08-28 | SESE | OR | LPH | Summary | OR |  | Traditional | N |  | Conformis BeneFIT Hip System | 2019 | 4 | 8 | 2019 | 8 | 28 | 2019-04-08 | 2019-08-28 | 142 | OR | OR | 2 |  | N | N |  | 888.3358 | 1 |  |  |  |  | Y | N | Eligible
K190911 | K141934 | K110598 | K142139 | K163397 | [87 empty] | LimaCorporate | Roberto Gabetta | Via Nazionale, 52 |  | Villanova di San Daniele del Friuli |  | IT | 33038 | 33038 | 2019-04-08 | 2019-11-26 | SESE | OR | JWH | Summary | OR |  | Special | N |  | Physica KR Liner and SMR Reverse Humeral Liner | 2019 | 4 | 8 | 2019 | 11 | 26 | 2019-04-08 | 2019-11-26 | 232 | OR | OR | 2 |  | N | N |  | 888.356 | 1 |  |  |  |  | Y | N | Eligible
K190915 | K122314 | [90 empty] | Oxford Performance Materials, Inc. | Andrus Maandi | 30 South Satellite Road |  | South Windsor | CT | US | 6074 | 6074 | 2019-04-09 | 2019-07-03 | SESE | OR | MBI | Summary | OR |  | Traditional | N |  | OsteoFab Suture Anchors | 2019 | 4 | 9 | 2019 | 7 | 3 | 2019-04-09 | 2019-07-03 | 85 | OR | OR | 2 |  | N | N |  | 888.304 | 1 |  |  |  |  | Y | N | Eligible
K190921 | K141735 | [90 empty] | Arthrex Inc. | Heli F. Chambi Infantas | 1370 Creekside Boulevard |  | Naples | FL | US | 34108-1945 | 34108-1945 | 2019-04-09 | 2019-10-30 | SESE | OR | HWC | Summary | OR |  | Traditional | N |  | Arthrex Low Profile Screws | 2019 | 4 | 9 | 2019 | 10 | 30 | 2019-04-09 | 2019-10-30 | 204 | OR | OR | 2 |  | N | N |  | 888.304 | 1 |  |  |  |  | Y | N | Eligible
K190926 | K160264 | K151838 | K173159 | [88 empty] | 4Web, Inc. | Jessee Hunt | 2801 Network Blvd., Suite 620 |  | Frisco | TX | US | 75034 | 75034 | 2019-04-09 | 2019-07-23 | SESE | OR | HTY | Summary | OR |  | Traditional | N |  | Hammertoe Truss System (HTS) | 2019 | 4 | 9 | 2019 | 7 | 23 | 2019-04-09 | 2019-07-23 | 105 | OR | OR | 2 |  | N | N |  | 888.304 | 1 |  |  |  |  | Y | N | Eligible
K190929 | K170011 | K172418 | [89 empty] | Augmedics Ltd. | Tami Harel | 1 Ha-Tsmikha St |  | Yokneam lllit |  | IL | 2069205 | 2069205 | 2019-04-09 | 2019-12-20 | SESE | OR | OLO | Summary | NE |  | Traditional | N |  | xvision Spine system (XVS) | 2019 | 4 | 9 | 2019 | 12 | 20 | 2019-04-09 | 2019-12-20 | 255 | OR | NE | 2 |  | N | N |  | 882.456 | 1 | Stereotaxic guidance during orthopedic surgery procedures. Indicated for Orthopedic joint or spine surgery. Neurological stereotaxic instruments are classified under product code HAW. | Device consists of Camera, computer, various shaped tracking arrays, computer interface for commmunication between user and device. | User loads Computer software pre-Op to plan surgery procedure, then registers the patient anatomy during surgery to allow software to track patient anatomy, implants, and surgical tools in real time/space. | Orthopedic joints and spinal procedures where tracking of instrumentation is desired. | N | N | Eligible
K190953 | K141735 | K040907 | K150456 | [88 empty] | Arthrex, Inc. | Caroline Bloemker | 1370 Creekside Boulevard |  | Naples | FL | US | 34108-1945 | 34108-1945 | 2019-04-11 | 2019-10-16 | SESE | OR | HRS | Summary | OR |  | Traditional | N |  | Arthrex Minimally Invasive Ankle Fusion Plate | 2019 | 4 | 11 | 2019 | 10 | 16 | 2019-04-11 | 2019-10-16 | 188 | OR | OR | 2 |  | N | N |  | 888.303 | 1 |  |  |  |  | Y | N | Eligible
K190959 | K171689 | [90 empty] | Medtronic Sofamor Danek USA, Inc | Emmarie Halteman | 1800 Pyramid Place |  | Memphis | TN | US | 38132 | 38132 | 2019-04-12 | 2019-07-03 | SESE | OR | MAX | Summary | OR |  | Traditional | N |  | ARTiC-L 3D Ti Spinal System with TiONIC Technology, ARTiC-XL 3D Ti Spinal System with TiONIC Technology | 2019 | 4 | 12 | 2019 | 7 | 3 | 2019-04-12 | 2019-07-03 | 82 | OR | OR | 2 |  | N | N |  | 888.308 | 1 | Intended to stabilize spinal segment to promote fusion in order to restrict motion and decrease pain using bone graft. | hollow cylinder or rectangular box made of metal or polymer | Acts as a disc spacer and holds bone graft. | intervertebral disc space | Y | N | Eligible
K190963 | K093772 | K112689 | K161590 | K190409 | K133616 | K081623 | [85 empty] | Synthes (USA) Products LLC | Jeffrey Krawiec | 1301 Goshen Parkway |  | West Chester | PA | US | 19380 | 19380 | 2019-04-12 | 2019-07-23 | SESE | OR | HRS | Summary | OR |  | Traditional | N |  | DePuy Synthes Craniomaxillofacial Sternal Devices - MR Conditional | 2019 | 4 | 12 | 2019 | 7 | 23 | 2019-04-12 | 2019-07-23 | 102 | OR | OR | 2 |  | N | N |  | 888.303 | 1 |  |  |  |  | Y | N | Eligible
K190970 | K082320 | K132895 | K163039 | [88 empty] | Wright Medical Technology, Inc. | Michael Mullins | 1023 Cherry Road |  | Memphis | TN | US | 38117 | 38117 | 2019-04-12 | 2019-08-13 | SESE | OR | HWC | Summary | OR |  | Traditional | N |  | PROSTEP TBI (Tailors Bunion Implant) System | 2019 | 4 | 12 | 2019 | 8 | 13 | 2019-04-12 | 2019-08-13 | 123 | OR | OR | 2 |  | N | N |  | 888.304 | 1 |  |  |  |  | Y | N | Eligible
K190991 | K143393 | K172326 | K070095 | K141056 | K172326 | [86 empty] | Howmedica Osteonics Corp. (aka Stryker Orthopaedics) | Dipan Lad | 325 Corporate Drive |  | Mahwah | NJ | US | 7430 | 7430 | 2019-04-15 | 2019-08-15 | SESE | OR | MBH | Summary | OR |  | Traditional | N |  | Triathlon Tritanium Central Femoral Cone Augment, Triathlon Femoral Distal Augment | 2019 | 4 | 15 | 2019 | 8 | 15 | 2019-04-15 | 2019-08-15 | 122 | OR | OR | 2 |  | N | N |  | 888.3565 | 1 |  |  |  |  | Y | N | Eligible
K190992 | K050110 | K063049 | K100776 | K131186 | K001941 | [86 empty] | OrthoPediatrics, Corp | Jen Gregory | 2850 Frontier Drive |  | Warsaw | IN | US | 46582 | 46582 | 2019-04-15 | 2019-08-06 | SESE | OR | HRS | Summary | OR |  | Traditional | N |  | OrthoPediatrics PediFoot Deformity Corrections System | 2019 | 4 | 15 | 2019 | 8 | 6 | 2019-04-15 | 2019-08-06 | 113 | OR | OR | 2 |  | N | N |  | 888.303 | 1 |  |  |  |  | Y | N | Eligible
K190996 | K141245 | K143488 | [89 empty] | Bonus Therapeutics Ltd. | Nir Shtayer | Matam Advanced Technology Park, Building 8B |  | Haifa |  | IL | 3190501 | 3190501 | 2019-04-16 | 2019-07-28 | SESE | OR | FMF | Summary | HO |  | Traditional | N |  | Bonus Therapeutics Mixing and Delivery System | 2019 | 4 | 16 | 2019 | 7 | 28 | 2019-04-16 | 2019-07-28 | 103 | HO | HO | 2 |  | N | Y |  | 880.586 | 1 |  |  |  |  | N | N | Eligible
K191002 | K110135 | K071160 | K171934 | K161233 | K092386 | K182109 | K110101 | K963509 | K963486 | [82 empty] | Smith & Nephew, Inc. | Mike Scott | 7135 Goodlett Farms Parkway |  | Cordova | TN | US | 38016 | 38016 | 2019-04-16 | 2019-10-31 | SESE | OR | LPH | Summary | OR |  | Traditional | N |  | OR3O Dual Mobility System | 2019 | 4 | 16 | 2019 | 10 | 31 | 2019-04-16 | 2019-10-31 | 198 | OR | OR | 2 |  | N | N |  | 888.3358 | 1 |  |  |  |  | Y | N | Eligible
K191005 | K173182 | K113447 | K080411 | [88 empty] | Life Spine Inc. | Angela Batker | 13951 S Quality Drive |  | Huntley | IL | US | 60142 | 60142 | 2019-04-16 | 2019-06-13 | SESE | OR | MAX | Summary | OR |  | Traditional | N |  | ProLift® Expandable System | 2019 | 4 | 16 | 2019 | 6 | 13 | 2019-04-16 | 2019-06-13 | 58 | OR | OR | 2 |  | N | N |  | 888.308 | 1 | Intended to stabilize spinal segment to promote fusion in order to restrict motion and decrease pain using bone graft. | hollow cylinder or rectangular box made of metal or polymer | Acts as a disc spacer and holds bone graft. | intervertebral disc space | Y | N | Eligible
K191009 | K983495 | K131445 | K160177 | K130964 | [87 empty] | Trilliant Surgical | Christopher Radzicki | 727 North Shepherd Drive, Suite 100 |  | Houston | TX | US | 77007 | 77007 | 2019-04-16 | 2019-08-12 | SESE | OR | HRS | Summary | OR |  | Traditional | N |  | Arsenal Plating System | 2019 | 4 | 16 | 2019 | 8 | 12 | 2019-04-16 | 2019-08-12 | 118 | OR | OR | 2 |  | N | N |  | 888.303 | 1 |  |  |  |  | Y | N | Eligible
K191012 | K180352 | K182928 | K142344 | K022074 | K142324 | [86 empty] | IZI Medical Products LLC | Qiang Cao | 5 Easter Court, Suite J |  | Owings Mills | MD | US | 21117 | 21117 | 2019-04-16 | 2019-08-07 | SESE | OR | OLO | Summary | NE |  | Traditional | N |  | Navigated Pedicle Access Kit | 2019 | 4 | 16 | 2019 | 8 | 7 | 2019-04-16 | 2019-08-07 | 113 | OR | NE | 2 |  | N | N |  | 882.456 | 1 | Stereotaxic guidance during orthopedic surgery procedures. Indicated for Orthopedic joint or spine surgery. Neurological stereotaxic instruments are classified under product code HAW. | Device consists of Camera, computer, various shaped tracking arrays, computer interface for commmunication between user and device. | User loads Computer software pre-Op to plan surgery procedure, then registers the patient anatomy during surgery to allow software to track patient anatomy, implants, and surgical tools in real time/space. | Orthopedic joints and spinal procedures where tracking of instrumentation is desired. | N | N | Eligible
K191016 | K101356 | K062274 | K062273 | K031841 | [87 empty] | Heraeus Medical GmbH | Ljuba Jitaau | Philipp-Reis-Str. 8/13 |  | Werheim |  | DE | 61273 | 61273 | 2019-04-17 | 2019-11-01 | SESE | OR | KWY | Summary | OR |  | Traditional | N |  | COPAL exchange G Hip and Knee Spacers | 2019 | 4 | 17 | 2019 | 11 | 1 | 2019-04-17 | 2019-11-01 | 198 | OR | OR | 2 |  | N | N |  | 888.339 | 1 |  |  |  |  | Y | N | Eligible
K191039 | K163581 | K173125 | K131425 | K150231 | [87 empty] | Medtronic Sofamor Danek, USA Inc | Elizabeth Hamilton | 1800 Pyramid Place |  | Memphis | TN | US | 38132 | 38132 | 2019-04-19 | 2019-08-26 | SESE | OR | OLO | Summary | NE |  | Traditional | N |  | Navigated T2 STRATOSPHERE Inserters and Navigated Templates | 2019 | 4 | 19 | 2019 | 8 | 26 | 2019-04-19 | 2019-08-26 | 129 | OR | NE | 2 |  | N | N |  | 882.456 | 1 | Stereotaxic guidance during orthopedic surgery procedures. Indicated for Orthopedic joint or spine surgery. Neurological stereotaxic instruments are classified under product code HAW. | Device consists of Camera, computer, various shaped tracking arrays, computer interface for commmunication between user and device. | User loads Computer software pre-Op to plan surgery procedure, then registers the patient anatomy during surgery to allow software to track patient anatomy, implants, and surgical tools in real time/space. | Orthopedic joints and spinal procedures where tracking of instrumentation is desired. | N | N | Eligible
K191045 | K182954 | [90 empty] | Spine Wave, Inc. | Amy Noccioli | 3 Enterprise Drive, Suite 210 |  | Shelton | CT | US | 6484 | 6484 | 2019-04-19 | 2019-07-10 | SESE | OR | NKB | Summary | OR |  | Traditional | N |  | Salvo Spine System | 2019 | 4 | 19 | 2019 | 7 | 10 | 2019-04-19 | 2019-07-10 | 82 | OR | OR | 2 |  | N | N |  | 888.307 | 1 | Intended to provide immobilization and stabilization of spinal segments in thoracic, lumbar, and sacral spine as an adjunct to fusion. |  |  |  | Y | N | Eligible
K191047 | K131360 | [90 empty] | Additive Device, Inc. (ADI) d/b/a restor3d | Nathan Evans | 311 W Corporation St. |  | Durham | NC | US | 27701 | 27701 | 2019-04-19 | 2019-11-05 | SESE | OR | PLF | Summary | OR |  | Traditional | N |  | ADI TiDAL Osteotomy Wedge | 2019 | 4 | 19 | 2019 | 11 | 5 | 2019-04-19 | 2019-11-05 | 200 | OR | OR | 2 |  | N | N |  | 888.303 | 1 | Intended to be used with ancillary fixation for opening wedge osteotomies or fusion in the ankle, foot, proximal tibia. | Wedge with or without graft window made of metal or polymer | A wedge that may act as a spacer and/or hold bone graft in opening wedge osteotomy procedures, column lengthening, or fusion | foot, ankle, proximal tibia | Y | N | Eligible
K191053 | K151601 | K980155 | K070780 | [88 empty] | Xiros Ltd | Stephen Seed | Springfield House Lane, Whitehouse Lane |  | Leeds |  | GB | LS17 7UE | LS17 7UE | 2019-04-19 | 2019-07-17 | SESE | OR | MBI | Summary | OR |  | Traditional | N |  | Xtreme-Loop | 2019 | 4 | 19 | 2019 | 7 | 17 | 2019-04-19 | 2019-07-17 | 89 | OR | OR | 2 |  | N | N |  | 888.304 | 1 |  |  |  |  | Y | N | Eligible
K191066 | K182928 | K172328 | K183510 | [88 empty] | Medtronic Sofamor Danek, USA Inc. | Bhavya Vendra | 1800 Pyramid Place |  | Memphis | TN | US | 38132 | 38132 | 2019-04-22 | 2019-10-03 | SESE | OR | NQP | Summary | OR |  | Traditional | N |  | CD Horizon Astute Spinal System | 2019 | 4 | 22 | 2019 | 10 | 3 | 2019-04-22 | 2019-10-03 | 164 | OR | OR | 2 |  | N | N |  | 888.307 | 1 | This device is a posterior spinal system that contains polymer and metal components. This spinal system is to be used with bone graft and is an adjunct to fusion in the treatment of acute and chronic instabilities or deformities of the thoracic, lumbar, and sacral spine. |  |  |  | Y | N | Eligible
K191074 | K141429 | K082166 | [89 empty] | Xenco Medical, LLC | Jason Haider | 9930 Mesa Rim Road |  | San Diego | CA | US | 92121 | 92121 | 2019-04-23 | 2019-09-27 | SESE | OR | MQV | Summary | OR |  | Traditional | N |  | Sorrento Bone Graft Substitute | 2019 | 4 | 23 | 2019 | 9 | 27 | 2019-04-23 | 2019-09-27 | 157 | OR | OR | 2 |  | N | N |  | 888.3045 | 1 |  |  |  |  | Y | N | Eligible
K191091 | K180002 | [90 empty] | Spineology, Inc. | Andrew Adams | 7800 3rd Street North, Suite 600 |  | Saint Paul | MN | US | 55128 | 55128 | 2019-04-24 | 2019-05-23 | SESE | OR | OVD | Summary | OR |  | Special | N |  | Rampart One Lumbar Interbody Fusion System | 2019 | 4 | 24 | 2019 | 5 | 23 | 2019-04-24 | 2019-05-23 | 29 | OR | OR | 2 |  | N | N |  | 888.308 | 1 | Intended to stabilize lumbar spinal segment to promote fusion in order to restrict motion and decrease pain using bone graft with or without supplemental fixation. | Hollow cylinder or rectangular box made of metal or polymer with integrated fixation. | Acts as a disc spacer and holds bone graft; also includes some form of integrated fixation to maintain stability by direct purchase into the bony vertebral endplates. | Intervertebral disc space | Y | N | Eligible
K191100 | K171651 | K170011 | K163581 | K130478 | K102293 | K113447 | K140411 | K161379 | [83 empty] | Globus Medical Inc. | Kelly J. Baker | 2560 General Armistead Ave. |  | Audubon | PA | US | 19403 | 19403 | 2019-04-25 | 2019-07-24 | SESE | OR | OLO | Summary | NE |  | Traditional | N |  | ExcelsiusGPS Spine 1.1 Interbody Module | 2019 | 4 | 25 | 2019 | 7 | 24 | 2019-04-25 | 2019-07-24 | 90 | OR | NE | 2 |  | N | N |  | 882.456 | 1 | Stereotaxic guidance during orthopedic surgery procedures. Indicated for Orthopedic joint or spine surgery. Neurological stereotaxic instruments are classified under product code HAW. | Device consists of Camera, computer, various shaped tracking arrays, computer interface for commmunication between user and device. | User loads Computer software pre-Op to plan surgery procedure, then registers the patient anatomy during surgery to allow software to track patient anatomy, implants, and surgical tools in real time/space. | Orthopedic joints and spinal procedures where tracking of instrumentation is desired. | N | N | Eligible
K191118 | K132704 | K042355 | K951304 | K000684 | K160995 | [86 empty] | Avanti Orthopaedics, Inc. | J. Doug Patterson | 4606 Simon Road |  | Wilmington | DE | US | 19803 | 19803 | 2019-04-26 | 2019-12-13 | SESE | OR | HRS | Summary | OR |  | Traditional | N |  | Avanti Distal Radius and Forearm System | 2019 | 4 | 26 | 2019 | 12 | 13 | 2019-04-26 | 2019-12-13 | 231 | OR | OR | 2 |  | N | N |  | 888.303 | 1 |  |  |  |  | Y | N | Eligible
K191134 | K172888 | K170851 | K163595 | [88 empty] | Medicrea International S.A. | David Ryan | 5389, route de Strasbourg |  | Rillieux-la-Pape |  | FR | 69140 | 69140 | 2019-04-29 | 2019-10-30 | SESE | OR | MAX | Summary | OR |  | Traditional | N |  | IB3D ALIF | 2019 | 4 | 29 | 2019 | 10 | 30 | 2019-04-29 | 2019-10-30 | 184 | OR | OR | 2 |  | N | N |  | 888.308 | 1 | Intended to stabilize spinal segment to promote fusion in order to restrict motion and decrease pain using bone graft. | hollow cylinder or rectangular box made of metal or polymer | Acts as a disc spacer and holds bone graft. | intervertebral disc space | Y | N | Eligible
K191145 | K151531 | K160289 | K173267 | [88 empty] | Medacta International SA | Stefano Baj | Strada Regina |  | Castel San Pietro |  | CH | CH-6874 | CH-6874 | 2019-04-30 | 2019-05-30 | SESE | OR | LZO | Summary | OR |  | Special | N |  | MasterLoc Extension | 2019 | 4 | 30 | 2019 | 5 | 30 | 2019-04-30 | 2019-05-30 | 30 | OR | OR | 2 |  | N | N |  | 888.3353 | 1 |  |  |  |  | Y | N | Eligible
K191148 | K152604 | K170679 | K171938 | K170347 | K180700 | K163032 | [85 empty] | Medtronic Sofamor Danek, USA Inc. | Shweta Sharma | 1800 Pyramid Place |  | Memphis | TN | US | 38132 | 38132 | 2019-04-30 | 2019-09-12 | SESE | OR | PML | Summary | OR |  | Traditional | N |  | Medtronic HV-R Bone Cement, Kyphon Xpede Bone Cement, CD Horizon Fenestrated Screw Set | 2019 | 4 | 30 | 2019 | 9 | 12 | 2019-04-30 | 2019-09-12 | 135 | OR | OR | 2 |  | N | N |  | 888.3027 | 1 | The device is intended to augment the fixation of screws in a posterior spinal system construct. | Viscous, polymethylmethacrylate material that set hardens over time. | The device is placed within the prepared bone canal for placement of the posterior screw, and can be delivered through the screw cannulation and fenestrations. | Prepared bone canal in the posterior spine for placement of a screw. | Y | N | Eligible
K191169 | K109162 | K050082 | [89 empty] | NuVasive, Incorporated | Thao Huynh | 7475 Lusk Blvd. |  | San Diego | CA | US | 92121 | 92121 | 2019-05-01 | 2019-07-03 | SESE | OR | NQW | Summary | OR |  | Traditional | N |  | NuVasive® Camber Laminoplasty System | 2019 | 5 | 1 | 2019 | 7 | 3 | 2019-05-01 | 2019-07-03 | 63 | OR | OR | 2 |  | N | N |  | 888.305 | 1 | This device is a plate that is attached to the lamina after a laminoplasty or laminectomy procedure. |  |  |  | Y | N | Eligible
K191185 | K153631 | K173522 | [89 empty] | Alphatec Spine | Ruby Zheng | 5818 El Camino Real |  | Carlsbad | CA | US | 92008 | 92008 | 2019-05-03 | 2019-06-03 | SESE | OR | NKG | Summary | OR |  | Traditional | N |  | Solanas® Posterior OCT Fixation System | 2019 | 5 | 3 | 2019 | 6 | 3 | 2019-05-03 | 2019-06-03 | 31 | OR | OR | 2 |  | N | N |  | 888.3075 | 1 | Posterior cervical screw systems are intended for use in fusion procedures of the cervical spine and/or craniocervical junction and/or cervicothoracic junction for: 1) spinal fractures and dislocations; 2) deformities; 3) instabilities; 4) failed previous fusions; 5) tumors; 6) inflammatory disorders; 7) spinal degeneration, 8) facet degeneration with instability; and 9) reconstruction following decompression to treat radiculopathy and/or myelopathy. These systems are also intended to stabilize the spine in the absence of fusion for a limited time period in patients with tumors involving the cervical spine in whom life expectancy is of insufficient duration to permit achievement of fusion. | Metallic plates, longitudinal members (e.g., rods) and other device-specific accessories. | Use of screws and longitudinal members (e.g., rods) to stabilization spinal segments for fusion. | Posterior cervical spine | Y | N | Eligible
K191192 | K991581 | K170534 | K162125 | [88 empty] | SurgTech, Inc. | Xuegong Yu | 24600 Center Ridge Road, Suite 195 |  | Westlake | OH | US | 44145 | 44145 | 2019-05-03 | 2019-08-01 | SESE | OR | JWH | Summary | OR |  | Traditional | N |  | SurgTech GENOLL Total Knee System | 2019 | 5 | 3 | 2019 | 8 | 1 | 2019-05-03 | 2019-08-01 | 90 | OR | OR | 2 |  | N | N |  | 888.356 | 1 |  |  |  |  | Y | N | Eligible
K191204 | K070780 | K151037 | [89 empty] | ConMed Corporation | Orjada Dervishleri | 525 French Road |  | Utica | NY | US | 13502 | 13502 | 2019-05-06 | 2019-07-03 | SESE | OR | MBI | Summary | OR |  | Special | N |  | Infinity Fixation System | 2019 | 5 | 6 | 2019 | 7 | 3 | 2019-05-06 | 2019-07-03 | 58 | OR | OR | 2 |  | N | N |  | 888.304 | 1 |  |  |  |  | Y | N | Eligible
K191211 | K190085 | K160738 | [89 empty] | Smith & Nephew, Inc. | Meenakshi Gupta | 7135 Goodlett Farms Parkway |  | Cordova | TN | US | 38016 | 38016 | 2019-05-06 | 2019-07-25 | SESE | OR | HSX | Summary | OR |  | Traditional | N |  | JOURNEY II Unicompartmental Knee System | 2019 | 5 | 6 | 2019 | 7 | 25 | 2019-05-06 | 2019-07-25 | 80 | OR | OR | 2 |  | N | N |  | 888.352 | 1 |  |  |  |  | Y | N | Eligible
K191212 | K160904 | K012971 | K021879 | K113396 | K160879 | K111136 | K142185 | K173095 | K001372 | K003822 | K010972 | K013441 | K022285 | K884163 | K895441 | K905184 | K905826 | K921090 | K922504 | K922952 | K943819 | K944737 | K951116 | K952236 | K962645 | K964007 | K971248 | K974757 | K980485 | K981113 | K984350 | K010576 | K021148 | K023438 | K024348 | K001105 | K002607 | K010742 | K011182 | K022623 | K023804 | K030383 | K103490 | K760649 | K894184 | K933881 | K950695 | K953915 | K955348 | K962628 | K964024 | K972568 | K980447 | K982011 | K982320 | K983583 | K984378 | K992168 | K984348 | K162912 | K170543 | K171570 | K121020 | K101993 | K102701 | K110216 | K111571 | K944736 | K965102 | [22 empty] | Medos International SARL | Sergio M. Cordeiro | Chemin-Blanc 38 |  | Le Locle |  | CH | 2400 | 2400 | 2019-05-06 | 2019-09-24 | SESE | OR | PGM | Summary |  |  | Traditional | N |  | CrossOver Cross Connectors, DePuy PULSE Thoracolumbar Screw System, EXPEDIUM Fenestrated Screw System, EXPEDIUM SFX Cross Connectors, EXPEDIUM Spine System, EXPEDIUM VERSE Spine System, E-Z Link Cross Connectors, ISOLA Spine System, MONARCH Spine System, MOSS MIAMI Spine System, TiMX Low Back Syste | 2019 | 5 | 6 | 2019 | 9 | 24 | 2019-05-06 | 2019-09-24 | 141 | OR |  | U | 1 | N | N |  |  | 1 | Stabilization or correction of spinal deformities without the use of fusion. | Metalllic rods, monoaxial or polyaxial bone screws, hooks, and other related accessories. | The system of distracting or compressing rods and fixation elements (screws, hooks, etc.) provides stabilization and correction of the spine as the child grows. | Pediatric spine. | Y | N | Eligible
K191217 | K173117 | K182771 | [89 empty] | Implanet, S.A. | Fabienne Larquey Cadiere | Technopole Bordeaux Montesquieu, Allee Francois Magendie |  | Martillac |  | FR | 33650 | 33650 | 2019-05-06 | 2019-08-02 | SESE | OR | OWI | Summary | OR |  | Traditional | N |  | JAZZ PF | 2019 | 5 | 6 | 2019 | 8 | 2 | 2019-05-06 | 2019-08-02 | 88 | OR | OR | 2 |  | N | N |  | 888.301 | 1 | Acts as a bone anchor for temporary stabilization, or used in conjunction with other medical implants of similar metals when wiring is needed, during development of a spinal fusion. | metallic wire, polyester bands | Wrapped around a portion of the sublaminar, posterior spine for temporary stabilization during spinal fusion procedures. May be used in conjunction with other medical implants made of similar metals whenever wiring" may help secure the attachment of other implants.¦sublaminar, posterior spine¦Y¦N¦Eligible
K191223 | K180271 | K080802 | K121443 | K111711 | K141471 | K152726 | K951987 | K962557 | K093746 | K142388 | K142807 | [80 empty] | Blue Belt Technologies, Inc. | Amy Winegarden | 2905 Northwest Blvd., Ste. 40 |  | Plymouth | MN | US | 55441 | 55441 | 2019-05-07 | 2019-06-28 | SESE | OR | OLO | Summary | NE |  | Special | N |  | NAVIO | 2019 | 5 | 7 | 2019 | 6 | 28 | 2019-05-07 | 2019-06-28 | 52 | OR | NE | 2 |  | N | N |  | 882.456 | 1 | Stereotaxic guidance during orthopedic surgery procedures. Indicated for Orthopedic joint or spine surgery. Neurological stereotaxic instruments are classified under product code HAW. | Device consists of Camera, computer, various shaped tracking arrays, computer interface for commmunication between user and device. | User loads Computer software pre-Op to plan surgery procedure, then registers the patient anatomy during surgery to allow software to track patient anatomy, implants, and surgical tools in real time/space. | Orthopedic joints and spinal procedures where tracking of instrumentation is desired. | N | N | Eligible
K191226 | K180768 | K061863 | K171141 | K151342 | [87 empty] | Arthrex Inc. | David L. Rogers | 1370 Creekside Boulevard |  | Naples | FL | US | 34108-1945 | 34108-1945 | 2019-05-07 | 2019-06-11 | SESE | OR | MAI | Summary | OR |  | Special | N |  | Arthrex SwiveLock Suture Anchor | 2019 | 5 | 7 | 2019 | 6 | 11 | 2019-05-07 | 2019-06-11 | 35 | OR | OR | 2 |  | N | N |  | 888.303 | 1 |  |  |  |  | Y | N | Eligible
K191238 | K142281 | K101622 | [89 empty] | Zimmer, Inc | Annette Minthorn | PO Box 708 |  | Warsaw | IN | US | 46581-0708 | 46581-0708 | 2019-05-08 | 2019-07-05 | SESE | OR | HSB | Summary | OR |  | Traditional | N |  | Zimmer Guide Wire Devices | 2019 | 5 | 8 | 2019 | 7 | 5 | 2019-05-08 | 2019-07-05 | 58 | OR | OR | 2 |  | N | N |  | 888.302 | 1 |  |  |  |  | Y | N | Eligible
K191241 | K161417 | [90 empty] | OrthoSpin | Oren Cohen | 17 Hatechelet Street |  | Misgav |  | IL | 2017400 | 2017400 | 2019-05-08 | 2019-08-14 | SESE | OR | KTT | Summary | OR |  | Traditional | N |  | AutoStrut | 2019 | 5 | 8 | 2019 | 8 | 14 | 2019-05-08 | 2019-08-14 | 98 | OR | OR | 2 |  | N | N |  | 888.303 | 1 |  |  |  |  | Y | N | Eligible
K191242 | K101679 | K082810 | K071177 | K061863 | K051219 | [86 empty] | Medos International SARL | Elizabeth Messana | Chemin-Blanc 38, Case Postale |  | Le Locle |  | CH | CH 2400 | CH 2400 | 2019-05-09 | 2019-08-22 | SESE | OR | MAI | Summary | OR |  | Traditional | N |  | HEALIX ADVANCE SP BIOCOMPOSITE Anchor | 2019 | 5 | 9 | 2019 | 8 | 22 | 2019-05-09 | 2019-08-22 | 105 | OR | OR | 2 |  | N | N |  | 888.303 | 1 |  |  |  |  | Y | N | Eligible
K191243 | K173722 | K142218 | K173115 | K180909 | K170318 | [86 empty] | Globus Medical Inc. | Kelly Baker | 2560 General Armistead Ave. |  | Audubon | PA | US | 19403 | 19403 | 2019-05-09 | 2019-09-17 | SESE | OR | ODP | Summary | OR |  | Traditional | N |  | HEDRON Cervical Spacers | 2019 | 5 | 9 | 2019 | 9 | 17 | 2019-05-09 | 2019-09-17 | 131 | OR | OR | 2 |  | N | N |  | 888.308 | 1 | Intended to stabilize cervical spinal segment to promote fusion in order to restrict motion and decrease pain using bone graft. | Hollow cylinder or rectangular box made of metal or polymer. | Acts as a disc spacer and holds bone graft. | Intervertebral disc space. | Y | N | Eligible
K191247 | K162800 | K113254 | K133349 | K130642 | K153722 | K100858 | K163397 | [84 empty] | TechMah Medical LLC | Mohamed R. Mahfouz | 2099 Thunderhead Rd., Suite 302 |  | Knoxville | TN | US | 37922 | 37922 | 2019-05-09 | 2019-11-15 | SESE | OR | KWS | Summary | OR |  | Traditional | N |  | SmartSPACE Shoulder System | 2019 | 5 | 9 | 2019 | 11 | 15 | 2019-05-09 | 2019-11-15 | 190 | OR | OR | 2 |  | N | N |  | 888.366 | 1 |  |  |  |  | Y | N | Eligible
K191263 | K172083 | K183259 | [89 empty] | Clariance SAS | Fadwa Bahr | 18 rue Robespierre |  | Beaurains |  | FR | 62217 | 62217 | 2019-05-10 | 2019-06-06 | SESE | OR | OVD | Summary | OR |  | Special | N |  | Idys ALIF TiVac | 2019 | 5 | 10 | 2019 | 6 | 6 | 2019-05-10 | 2019-06-06 | 27 | OR | OR | 2 |  | N | N |  | 888.308 | 1 | Intended to stabilize lumbar spinal segment to promote fusion in order to restrict motion and decrease pain using bone graft with or without supplemental fixation. | Hollow cylinder or rectangular box made of metal or polymer with integrated fixation. | Acts as a disc spacer and holds bone graft; also includes some form of integrated fixation to maintain stability by direct purchase into the bony vertebral endplates. | Intervertebral disc space | Y | N | Eligible
K191271 | K180436 | [90 empty] | Stryker Trauma Gmbh | Heike Gustke | Prof-Kuentscher-Str. 1-5 |  | Schoenkirchen |  | DE | 24232 | 24232 | 2019-05-13 | 2019-06-11 | SESE | OR | HSB | Summary | OR |  | Special | N |  | T2 Alpha Femur Antegrade GT/PF Nailing System, T2 Alpha Tibia Nailing System, IMN Screws System, IMN Instruments System | 2019 | 5 | 13 | 2019 | 6 | 11 | 2019-05-13 | 2019-06-11 | 29 | OR | OR | 2 |  | N | N |  | 888.302 | 1 |  |  |  |  | Y | N | Eligible
K191274 | K110024 | K071199 | [89 empty] | BonAlive Biomaterials Ltd. | Jimmy Lucchesi | Biolinja 12 |  | Turku |  | FI | 20750 | 20750 | 2019-05-13 | 2019-08-07 | SESE | OR | MQV | Summary | OR |  | Traditional | N |  | BonAlive Granules | 2019 | 5 | 13 | 2019 | 8 | 7 | 2019-05-13 | 2019-08-07 | 86 | OR | OR | 2 |  | N | N |  | 888.3045 | 1 |  |  |  |  | Y | N | Eligible
K191285 | K070106 | [90 empty] | Brainlab AG | Julia Mehltretter | Olof-Palme-Str. 9 |  | Munich |  | DE | 81829 | 81829 | 2019-05-13 | 2019-06-11 | SESE | OR | OLO | Summary | NE |  | Special | N |  | Spine & Trauma Navigation | 2019 | 5 | 13 | 2019 | 6 | 11 | 2019-05-13 | 2019-06-11 | 29 | OR | NE | 2 |  | N | N |  | 882.456 | 1 | Stereotaxic guidance during orthopedic surgery procedures. Indicated for Orthopedic joint or spine surgery. Neurological stereotaxic instruments are classified under product code HAW. | Device consists of Camera, computer, various shaped tracking arrays, computer interface for commmunication between user and device. | User loads Computer software pre-Op to plan surgery procedure, then registers the patient anatomy during surgery to allow software to track patient anatomy, implants, and surgical tools in real time/space. | Orthopedic joints and spinal procedures where tracking of instrumentation is desired. | N | N | Eligible
K191289 | K991197 | K140952 | K153154 | [88 empty] | Vilex in Tennessee, Inc | Victor Lavi | 111 Moffitt Street |  | McMinnville | TN | US | 37110 | 37110 | 2019-05-13 | 2019-07-29 | SESE | OR | HWC | Summary | OR |  | Traditional | N |  | Bone Screw Line Addition | 2019 | 5 | 13 | 2019 | 7 | 29 | 2019-05-13 | 2019-07-29 | 77 | OR | OR | 2 |  | N | N |  | 888.304 | 1 |  |  |  |  | Y | N | Eligible
K191297 | K082705 | K100761 | K922500 | K161184 | K172501 | [86 empty] | Theken Companies, LLC | Garrett Spurgeon | 1800 Triplett Blvd |  | Akron | OH | US | 44306 | 44306 | 2019-05-14 | 2019-09-17 | SESE | OR | KWY | Summary | OR |  | Traditional | N |  | iNSitu Bipolar Hip System | 2019 | 5 | 14 | 2019 | 9 | 17 | 2019-05-14 | 2019-09-17 | 126 | OR | OR | 2 |  | N | N |  | 888.339 | 1 |  |  |  |  | Y | N | Eligible
K191300 | K041713 | K171640 | K060664 | [88 empty] | Medacta International SA | Stefano Baj | Strada Regina |  | Castel San Pietro |  | CH | CH-6874 | CH-6874 | 2019-05-14 | 2019-09-12 | SESE | OR | MBI | Summary | OR |  | Traditional | N |  | MectaLock Ti Suture Anchor | 2019 | 5 | 14 | 2019 | 9 | 12 | 2019-05-14 | 2019-09-12 | 121 | OR | OR | 2 |  | N | N |  | 888.304 | 1 |  |  |  |  | Y | N | Eligible
K191311 | K183705 | K182746 | K173892 | [88 empty] | Alphatec Spine, Inc. | Cynthia Adams | 5818 El Camino Real |  | Carlsbad | CA | US | 92008 | 92008 | 2019-05-15 | 2019-08-12 | SESE | OR | MAX | Summary | OR |  | Traditional | N |  | ATEC Lateral Interbody System | 2019 | 5 | 15 | 2019 | 8 | 12 | 2019-05-15 | 2019-08-12 | 89 | OR | OR | 2 |  | N | N |  | 888.308 | 1 | Intended to stabilize spinal segment to promote fusion in order to restrict motion and decrease pain using bone graft. | hollow cylinder or rectangular box made of metal or polymer | Acts as a disc spacer and holds bone graft. | intervertebral disc space | Y | N | Eligible
K191318 | K181420 | K173411 | [89 empty] | Tornier, Inc. | Katie Molland | 10801 Nesbitt Avenue South |  | Bloomington | MN | US | 55340 | 55340 | 2019-05-15 | 2019-06-14 | SESE | OR | KWS | Summary | OR |  | Special | N |  | AEQUALIS FLEX REVIVE Shoulder System | 2019 | 5 | 15 | 2019 | 6 | 14 | 2019-05-15 | 2019-06-14 | 30 | OR | OR | 2 |  | N | N |  | 888.366 | 1 |  |  |  |  | Y | N | Eligible
K191319 | K043248 | K052776 | K112990 | K160655 | K171060 | K082095 | K150327 | [84 empty] | Dunamis LLC | Prithviraj Chavan | 509 E. Commerce Street Suite 3 |  | Greenville | AL | US | 36037 | 36037 | 2019-05-15 | 2019-08-29 | SESE | OR | MBI | Summary | OR |  | Traditional | N |  | Dunamis Fixation Button System | 2019 | 5 | 15 | 2019 | 8 | 29 | 2019-05-15 | 2019-08-29 | 106 | OR | OR | 2 |  | N | N |  | 888.304 | 1 |  |  |  |  | Y | N | Eligible
K191325 | K033363 | K020741 | [89 empty] | Encore Medical, L.P. | Teffany Hutto | 9800 Metric Blvd. |  | Austin | TX | US | 78758 | 78758 | 2019-05-16 | 2019-07-16 | SESE | OR | HSX | Summary | OR |  | Traditional | N |  | EMPOWR Partial Knee | 2019 | 5 | 16 | 2019 | 7 | 16 | 2019-05-16 | 2019-07-16 | 61 | OR | OR | 2 |  | N | N |  | 888.352 | 1 |  |  |  |  | Y | N | Eligible
K191326 | K030310 | [90 empty] | Arthrex Inc. | Rebecca R. Homan | 1370 Creekside Boulevard |  | Naples | FL | US | 34108-1945 | 34108-1945 | 2019-05-16 | 2019-10-15 | SESE | OR | HRS | Summary | OR |  | Traditional | N |  | Arthrex Mini Comprehensive Fixation System  1.4mm & 1.6mm Module | 2019 | 5 | 16 | 2019 | 10 | 15 | 2019-05-16 | 2019-10-15 | 152 | OR | OR | 2 |  | N | N |  | 888.303 | 1 |  |  |  |  | Y | N | Eligible
K191336 | K170169 | K173129 | K180503 | [88 empty] | NuVasive Specialized Orthopedics, Inc. | Aditya Sharma | 101 Enterprise, Suite 100 |  | Aliso Viejo | CA | US | 92656 | 92656 | 2019-05-17 | 2019-09-26 | SESE | OR | HSB | Summary | OR |  | Traditional | N |  | PRECICE System | 2019 | 5 | 17 | 2019 | 9 | 26 | 2019-05-17 | 2019-09-26 | 132 | OR | OR | 2 |  | N | N |  | 888.302 | 1 |  |  |  |  | Y | N | Eligible
K191339 | K172696 | K181246 | K142271 | [88 empty] | Zavation Medical Products, LLC | Matt Jones | 220 Lakeland Parkway |  | Flowood | MS | US | 39232 | 39232 | 2019-05-20 | 2019-08-19 | SESE | OR | MAX | Summary | OR |  | Traditional | N |  | Zavation eZspand Interbody System | 2019 | 5 | 20 | 2019 | 8 | 19 | 2019-05-20 | 2019-08-19 | 91 | OR | OR | 2 |  | N | N |  | 888.308 | 1 | Intended to stabilize spinal segment to promote fusion in order to restrict motion and decrease pain using bone graft. | hollow cylinder or rectangular box made of metal or polymer | Acts as a disc spacer and holds bone graft. | intervertebral disc space | Y | N | Eligible
K191342 | K143039 | K152072 | [89 empty] | CrossRoads Extemity Systems, LLC | Chad Hollis | 6055 Primacy Pkwy, Suite 140 |  | Memphis | TN | US | 38119 | 38119 | 2019-05-20 | 2019-08-19 | SESE | OR | HWC | Summary | OR |  | Special | N |  | CrossRoads Screw System | 2019 | 5 | 20 | 2019 | 8 | 19 | 2019-05-20 | 2019-08-19 | 91 | OR | OR | 2 |  | N | N |  | 888.304 | 1 |  |  |  |  | Y | N | Eligible
K191344 | K063049 | [90 empty] | Arthrex Inc. | Rebecca R. Homan R. Homan | 1370 Creekside Boulevard |  | Naples | FL | US | 34108-1945 | 34108-1945 | 2019-05-20 | 2019-10-03 | SESE | OR | HRS | Summary | OR |  | Traditional | N |  | Arthrex Mini Comprehensive Fixation System  2.0mm & 2.4mm Module | 2019 | 5 | 20 | 2019 | 10 | 3 | 2019-05-20 | 2019-10-03 | 136 | OR | OR | 2 |  | N | N |  | 888.303 | 1 |  |  |  |  | Y | N | Eligible
K191354 | K181246 | K091088 | K172941 | [88 empty] | Zavation Medical Products, LLC | Katie Motley | 220 Lakeland Parkway |  | Flowood | MS | US | 39232 | 39232 | 2019-05-21 | 2019-09-09 | SESE | OR | ODP | Summary | OR |  | Traditional | N |  | Ti3Z Cervical Interbody System | 2019 | 5 | 21 | 2019 | 9 | 9 | 2019-05-21 | 2019-09-09 | 111 | OR | OR | 2 |  | N | N |  | 888.308 | 1 | Intended to stabilize cervical spinal segment to promote fusion in order to restrict motion and decrease pain using bone graft. | Hollow cylinder or rectangular box made of metal or polymer. | Acts as a disc spacer and holds bone graft. | Intervertebral disc space. | Y | N | Eligible
K191358 | K171768 | K942809 | K983382 | K143085 | [87 empty] | Howmedica Osteonics Corp. aka Stryker Orthopaedics | Valerie Giambanco | 325 Corporate Drive |  | Mahwah | NJ | US | 7430 | 7430 | 2019-05-21 | 2019-10-24 | SESE | OR | LPH | Summary | OR |  | Special | N |  | Trident II Acetabular System | 2019 | 5 | 21 | 2019 | 10 | 24 | 2019-05-21 | 2019-10-24 | 156 | OR | OR | 2 |  | N | N |  | 888.3358 | 1 |  |  |  |  | Y | N | Eligible
K191367 | K180519 | K163269 | [89 empty] | ChoiceSpine LLC | Kim Finch | 400 Erin Drive |  | Knoxville | TN | US | 37922 | 37922 | 2019-05-22 | 2019-07-05 | SESE | OR | MAX | Summary | OR |  | Special | N |  | Harrier-SA Lumbar Interbody System | 2019 | 5 | 22 | 2019 | 7 | 5 | 2019-05-22 | 2019-07-05 | 44 | OR | OR | 2 |  | N | N |  | 888.308 | 1 | Intended to stabilize spinal segment to promote fusion in order to restrict motion and decrease pain using bone graft. | hollow cylinder or rectangular box made of metal or polymer | Acts as a disc spacer and holds bone graft. | intervertebral disc space | Y | N | Eligible
K191369 | K170430 | K143752 | [89 empty] | THINK Surgical, Inc. | Meliha Mulalic | 47201 Lakeview Blvd |  | Fremont | CA | US | 94538 | 94538 | 2019-05-22 | 2019-10-08 | SESE | OR | OLO | Summary | NE |  | Traditional | N |  | TSolution One Total Knee Application | 2019 | 5 | 22 | 2019 | 10 | 8 | 2019-05-22 | 2019-10-08 | 139 | OR | NE | 2 |  | N | N |  | 882.456 | 1 | Stereotaxic guidance during orthopedic surgery procedures. Indicated for Orthopedic joint or spine surgery. Neurological stereotaxic instruments are classified under product code HAW. | Device consists of Camera, computer, various shaped tracking arrays, computer interface for commmunication between user and device. | User loads Computer software pre-Op to plan surgery procedure, then registers the patient anatomy during surgery to allow software to track patient anatomy, implants, and surgical tools in real time/space. | Orthopedic joints and spinal procedures where tracking of instrumentation is desired. | N | N | Eligible
K191374 | K152903 | K112158 | [89 empty] | Corin USA Limited | Rachel King | 12750 Citrus Park Lane |  | Tampa | FL | US | 33625 | 33625 | 2019-05-23 | 2019-07-22 | SESE | OR | LZO | Summary | OR |  | Traditional | N |  | Revival Modular Hip Stem | 2019 | 5 | 23 | 2019 | 7 | 22 | 2019-05-23 | 2019-07-22 | 60 | OR | OR | 2 |  | N | N |  | 888.3353 | 1 |  |  |  |  | Y | N | Eligible
K191391 | K170157 | K160597 | K181357 | K102293 | [87 empty] | Globus Medical Inc. | Kelly Baker | 2560 General Armistead Ave. |  | Audubon | PA | US | 19403 | 19403 | 2019-05-24 | 2019-09-18 | SESE | OR | MAX | Summary | OR |  | Traditional | N |  | HEDRON Lumbar Spacers | 2019 | 5 | 24 | 2019 | 9 | 18 | 2019-05-24 | 2019-09-18 | 117 | OR | OR | 2 |  | N | N |  | 888.308 | 1 | Intended to stabilize spinal segment to promote fusion in order to restrict motion and decrease pain using bone graft. | hollow cylinder or rectangular box made of metal or polymer | Acts as a disc spacer and holds bone graft. | intervertebral disc space | Y | N | Eligible
K191393 | K172633 | K123059 | [89 empty] | Wright Medical Technology, Inc. | Rachel Roberts | 1023 Cherry Road |  | Memphis | TN | US | 38117 | 38117 | 2019-05-24 | 2019-08-22 | SESE | OR | HSN | Summary | OR |  | Traditional | N |  | INFINITY Total Ankle System, INBONE Total Ankle System | 2019 | 5 | 24 | 2019 | 8 | 22 | 2019-05-24 | 2019-08-22 | 90 | OR | OR | 2 |  | N | N |  | 888.311 | 1 |  |  |  |  | Y | N | Eligible
K191399 | K100445 | K180929 | K143407 | [88 empty] | Total Joint Othopedics, Inc. | Chris Weaber | 1567 E. Stratford Avenue |  | Salt Lake City | UT | US | 84106 | 84106 | 2019-05-24 | 2019-08-28 | SESE | OR | LZO | Summary | OR |  | Special | N |  | BIOLOX CONTOURA Ceramic Femoral Head | 2019 | 5 | 24 | 2019 | 8 | 28 | 2019-05-24 | 2019-08-28 | 96 | OR | OR | 2 |  | N | N |  | 888.3353 | 1 |  |  |  |  | Y | N | Eligible
K191408 | K171140 | K172009 | [89 empty] | Nexxt Spine LLC | Andy Elsbury | 14425 Bergen Blvd, Suite B |  | Noblesville | IN | US | 46060 | 46060 | 2019-05-28 | 2019-07-10 | SESE | OR | MAX | Summary | OR |  | Special | N |  | Nexxt Matrixx System | 2019 | 5 | 28 | 2019 | 7 | 10 | 2019-05-28 | 2019-07-10 | 43 | OR | OR | 2 |  | N | N |  | 888.308 | 1 | Intended to stabilize spinal segment to promote fusion in order to restrict motion and decrease pain using bone graft. | hollow cylinder or rectangular box made of metal or polymer | Acts as a disc spacer and holds bone graft. | intervertebral disc space | Y | N | Eligible
K191412 | K132886 | K180500 | [89 empty] | Stryker GmbH | Sanja Jahr | 325 Corporate Drive |  | Mahwah | NJ | US | 7430 | 7430 | 2019-05-28 | 2019-08-23 | SESE | OR | HRS | Summary | OR |  | Traditional | N |  | VariAx 2 System, VariAx 2 Mini Fragment System | 2019 | 5 | 28 | 2019 | 8 | 23 | 2019-05-28 | 2019-08-23 | 87 | OR | OR | 2 |  | N | N |  | 888.303 | 1 |  |  |  |  | Y | N | Eligible
K191414 | K974054 | K011623 | K980843 | K173499 | K171768 | [86 empty] | Stryker Orthopaedics | Denise Daugert | 325 Corporate Drive |  | Mahwah | NJ | US | 7430 | 7430 | 2019-05-28 | 2019-08-28 | SESE | OR | JDI | Summary | OR |  | Traditional | N |  | EXETER Centralizer, EXETER 2.5mm Plug | 2019 | 5 | 28 | 2019 | 8 | 28 | 2019-05-28 | 2019-08-28 | 92 | OR | OR | 2 |  | N | N |  | 888.335 | 1 |  |  |  |  | Y | N | Eligible
K191423 | K180673 | K060416 | K142205 | [88 empty] | Zavation Medical Products LLC | Frankie Cummins | 220 Lakeland Parkway |  | Flowood | MS | US | 39232 | 39232 | 2019-05-29 | 2019-08-06 | SESE | OR | PLR | Summary | OR |  | Traditional | N |  | Normandy VBR System | 2019 | 5 | 29 | 2019 | 8 | 6 | 2019-05-29 | 2019-08-06 | 69 | OR | OR | 2 |  | N | N |  | 888.306 | 1 | Vertebral body replacement in the cervical spine. | Metallic or polymeric device (usually rectangular or cylindrical), with open central and lateral canals for bone graft containment, providing rigidity and structural support. | Provides structural support for the indicated population. | Cervical spine | Y | N | Eligible
K191424 | K133636 | K101165 | K100736 | [88 empty] | Neosteo | Anne-Cecile Grandremy | Malleve 2A, 1 Boulevard Jean Moulin |  | Nantes |  | FR | 44 100 | 44 100 | 2019-05-29 | 2019-08-28 | SESE | OR | HWC | Summary | OR |  | Traditional | N |  | Interphalangeal Joint Fusion Device Range | 2019 | 5 | 29 | 2019 | 8 | 28 | 2019-05-29 | 2019-08-28 | 91 | OR | OR | 2 |  | N | N |  | 888.304 | 1 |  |  |  |  | Y | N | Eligible
K191426 | K181769 | K123341 | [89 empty] | Arthrex Inc. | Ivette Galmez | 1370 Creekside Boulevard |  | Naples | FL | US | 34108-1945 | 34108-1945 | 2019-05-29 | 2019-11-26 | SESE | OR | MBI | Summary | OR |  | Special | N |  | FiberTak Button | 2019 | 5 | 29 | 2019 | 11 | 26 | 2019-05-29 | 2019-11-26 | 181 | OR | OR | 2 |  | N | N |  | 888.304 | 1 |  |  |  |  | Y | N | Eligible
K191459 | K150424 | K061776 | [89 empty] | Biomet Inc. | Kyle Ponce | 56 East Bell Drive |  | Warsaw | IN | US | 46581 | 46581 | 2019-06-03 | 2019-09-13 | SESE | OR | MBI | Summary | OR |  | Traditional | N |  | JuggerStitch Meniscal Repair Device | 2019 | 6 | 3 | 2019 | 9 | 13 | 2019-06-03 | 2019-09-13 | 102 | OR | OR | 2 |  | N | N |  | 888.304 | 1 |  |  |  |  | Y | N | Eligible
K191477 | K083389 | K173115 | K122771 | K181837 | K160125 | [86 empty] | Huvexel Co., Ltd | Sung Kyu Hur | 101-105 Megacenter, SKn Technopark, | 124, Sagimakgol-ro, Jungwon-gu | Seongnam-si |  | KR | 13207 | 13207 | 2019-06-04 | 2019-11-13 | SESE | OR | OVE | Summary | OR |  | Traditional | N |  | AEON-C Stand Alone System | 2019 | 6 | 4 | 2019 | 11 | 13 | 2019-06-04 | 2019-11-13 | 162 | OR | OR | 2 |  | N | N |  | 888.308 | 1 | Intended to stabilize cervical spinal segment to promote fusion in order to restrict motion and decrease pain using bone graft with or without supplemental fixation. | Hollow cylinder or rectangular box made of metal or polymer with integrated fixation. | Acts as a disc spacer and holds bone graft; also includes some form of integrated fixation to maintain stability by direct purchase into the bony vertebral endplates. | Intervertebral disc space | Y | N | Eligible
K191483 | K170639 | K173859 | [89 empty] | Medos International SARL | Ashley Goncalo | Chemin-Blanc 38, Case Postale |  | Le Locle |  | CH | CH 2400 | CH 2400 | 2019-06-04 | 2019-06-28 | SESE | OR | MBI | Summary | OR |  | Special | N |  | HEALIX ADVANCE Anchor with DYNA+TAPE Sutures | 2019 | 6 | 4 | 2019 | 6 | 28 | 2019-06-04 | 2019-06-28 | 24 | OR | OR | 2 |  | N | N |  | 888.304 | 1 |  |  |  |  | Y | N | Eligible
K191494 | K161231 | [90 empty] | Baui Biotech Co., Ltd. | Herman Jhan | 6F., No. 8, Sec.1, Zhongxing Rd., Wugu Dist. |  | New Taipei City |  | TW | 24872 | 24872 | 2019-06-05 | 2019-08-12 | SESE | OR | NKB | Summary | OR |  | Special | N |  | Facilis Spinal System | 2019 | 6 | 5 | 2019 | 8 | 12 | 2019-06-05 | 2019-08-12 | 68 | OR | OR | 2 |  | N | N |  | 888.307 | 1 | Intended to provide immobilization and stabilization of spinal segments in thoracic, lumbar, and sacral spine as an adjunct to fusion. |  |  |  | Y | N | Eligible
K191500 | K122910 | K073275 | K023133 | K030866 | [87 empty] | NuVasive, Incorporated | Jessica Silverman | 7475 Lusk Blvd. |  | San Diego | CA | US | 92121 | 92121 | 2019-06-06 | 2019-09-03 | SESE | OR | KWQ | Summary | OR |  | Traditional | N |  | NuVasive® ACP System | 2019 | 6 | 6 | 2019 | 9 | 3 | 2019-06-06 | 2019-09-03 | 89 | OR | OR | 2 |  | N | N |  | 888.306 | 1 |  |  |  |  | Y | N | Eligible
K191507 | K171525 | K103829 | [89 empty] | Intellijoint Surgical Inc. | Breanne Cuddington | 60 Bathurst Drive | Unit 6 | Waterloo |  | CA | N2V 2A9 | N2V 2A9 | 2019-06-06 | 2019-10-01 | SESE | OR | OLO | Summary | NE |  | Traditional | N |  | Intellijoint® Navigation System | 2019 | 6 | 6 | 2019 | 10 | 1 | 2019-06-06 | 2019-10-01 | 117 | OR | NE | 2 |  | N | N |  | 882.456 | 1 | Stereotaxic guidance during orthopedic surgery procedures. Indicated for Orthopedic joint or spine surgery. Neurological stereotaxic instruments are classified under product code HAW. | Device consists of Camera, computer, various shaped tracking arrays, computer interface for commmunication between user and device. | User loads Computer software pre-Op to plan surgery procedure, then registers the patient anatomy during surgery to allow software to track patient anatomy, implants, and surgical tools in real time/space. | Orthopedic joints and spinal procedures where tracking of instrumentation is desired. | N | N | Eligible
K191513 | K181225 | K140375 | [89 empty] | Baxter Healthcare Corporation | Phillip Romei | 32650 N. Wilson Road |  | Round Lake | IL | US | 60073 | 60073 | 2019-06-07 | 2019-10-19 | SESE | OR | MQV | Summary | OR |  | Traditional | N |  | Altapore Shape | 2019 | 6 | 7 | 2019 | 10 | 19 | 2019-06-07 | 2019-10-19 | 134 | OR | OR | 2 |  | N | N |  | 888.3045 | 1 |  |  |  |  | Y | N | Eligible
K191516 | K123607 | K143297 | K170962 | K120991 | [87 empty] | Raed M. Ali, MD., Inc. | Raed Ali | 6 Starcatcher |  | Newport Coast | CA | US | 92657 | 92657 | 2019-06-07 | 2019-09-12 | SESE | OR | MAX | Summary | OR |  | Traditional | N |  | Ali Interbody Fusion System | 2019 | 6 | 7 | 2019 | 9 | 12 | 2019-06-07 | 2019-09-12 | 97 | OR | OR | 2 |  | N | N |  | 888.308 | 1 | Intended to stabilize spinal segment to promote fusion in order to restrict motion and decrease pain using bone graft. | hollow cylinder or rectangular box made of metal or polymer | Acts as a disc spacer and holds bone graft. | intervertebral disc space | Y | N | Eligible
K191535 | K163293 | K170518 | K181113 | [88 empty] | In2Bones USA, LLC | Christine Scifert | 6000 Poplar Ave, Suite 115 |  | Memphis | TN | US | 38119 | 38119 | 2019-06-10 | 2019-07-29 | SESE | OR | HRS | Summary | OR |  | Traditional | N |  | CoLink® Mini Plating System | 2019 | 6 | 10 | 2019 | 7 | 29 | 2019-06-10 | 2019-07-29 | 49 | OR | OR | 2 |  | N | N |  | 888.303 | 1 |  |  |  |  | Y | N | Eligible
K191537 | K160125 | K111792 | K043479 | K091088 | [87 empty] | Back 2 Basics Direct, LLC | Scot Miller | 6701 Rockside Road, Suite 200 |  | Independence | OH | US | 44131 | 44131 | 2019-06-10 | 2019-09-26 | SESE | OR | ODP | Summary | OR |  | Traditional | N |  | eCarbon IBDs | 2019 | 6 | 10 | 2019 | 9 | 26 | 2019-06-10 | 2019-09-26 | 108 | OR | OR | 2 |  | N | N |  | 888.308 | 1 | Intended to stabilize cervical spinal segment to promote fusion in order to restrict motion and decrease pain using bone graft. | Hollow cylinder or rectangular box made of metal or polymer. | Acts as a disc spacer and holds bone graft. | Intervertebral disc space. | Y | N | Eligible
K191553 | K180198 | K071435 | K093319 | K002733 | [87 empty] | NuVasive, Incorporated | Michelle Cheung | 7475 Lusk Boulevard |  | San Diego | CA | US | 92121 | 92121 | 2019-06-12 | 2019-08-14 | SESE | OR | NKG | Summary | OR |  | Traditional | N |  | NuVaisve® Reline® Cervical System | 2019 | 6 | 12 | 2019 | 8 | 14 | 2019-06-12 | 2019-08-14 | 63 | OR | OR | 2 |  | N | N |  | 888.3075 | 1 | Posterior cervical screw systems are intended for use in fusion procedures of the cervical spine and/or craniocervical junction and/or cervicothoracic junction for: 1) spinal fractures and dislocations; 2) deformities; 3) instabilities; 4) failed previous fusions; 5) tumors; 6) inflammatory disorders; 7) spinal degeneration, 8) facet degeneration with instability; and 9) reconstruction following decompression to treat radiculopathy and/or myelopathy. These systems are also intended to stabilize the spine in the absence of fusion for a limited time period in patients with tumors involving the cervical spine in whom life expectancy is of insufficient duration to permit achievement of fusion. | Metallic plates, longitudinal members (e.g., rods) and other device-specific accessories. | Use of screws and longitudinal members (e.g., rods) to stabilization spinal segments for fusion. | Posterior cervical spine | Y | N | Eligible
K191561 | K063569 | K082702 | [89 empty] | Exactech, Inc | Shing Jen Tai | 2320 NW 66th Court |  | Gainesville | FL | US | 32653 | 32653 | 2019-06-13 | 2019-08-20 | SESE | OR | PHX | Summary | OR |  | Traditional | N |  | Exactech Equinoxe Humeral Augmented Trays | 2019 | 6 | 13 | 2019 | 8 | 20 | 2019-06-13 | 2019-08-20 | 68 | OR | OR | 2 |  | N | N |  | 888.366 | 1 | Intended to be used to relieve pain and to replace the glenoid and humeral side of the shoulder joint in order to restore mobility in a grossly rotator cuff deficient joint with severe arthropathy or a previous joint replacement with a grossly rotator cuff deficient joint. | Typically includes humeral stem, humeral socket, humeral cup, glenosphere, and glenoid baseplate with fixation screws. The humeral stem and humeral socket may be one single piece or two separate pieces locked together. The humeral cup is snap fit into the humeral socket. The humeral cup is made from UHMWPE and articulates with the glenosphere made of CoCrMo alloy, Titanium alloy, or stainless steel. The glenosphere locks to glenoid baseplate which is fixed to the glenoid bone by 2-6 screws. The glenoid baseplate has HA coating, metallic coating or no coating and may feature a central peg, central screw, central cage, or keel. | Relative to the native shoulder joint, the device moves the center of rotation medially and distally to the anatomic position which increases the length of the deltoid muscle's lever arm, allowing the same rotational moment with less applied force. | Shoulder joint | Y | N | Eligible
K191565 | K142940 | K153122 | K173535 | K183557 | K180642 | [86 empty] | Titan Spine, Inc | Kelly McDonnell | 6140 W. Executive Dr., Suite A |  | Mequon | WI | US | 53092 | 53092 | 2019-06-13 | 2019-08-06 | SESE | OR | OVE | Summary | OR |  | Special | N |  | Endoskeleton TCS Interbody Fusion Device | 2019 | 6 | 13 | 2019 | 8 | 6 | 2019-06-13 | 2019-08-06 | 54 | OR | OR | 2 |  | N | N |  | 888.308 | 1 | Intended to stabilize cervical spinal segment to promote fusion in order to restrict motion and decrease pain using bone graft with or without supplemental fixation. | Hollow cylinder or rectangular box made of metal or polymer with integrated fixation. | Acts as a disc spacer and holds bone graft; also includes some form of integrated fixation to maintain stability by direct purchase into the bony vertebral endplates. | Intervertebral disc space | Y | N | Eligible
K191569 | K060707 | K181778 | K163577 | [88 empty] | Implantcast, GmbH | Juliiane Hoppner | Luneburger Schanze 26 |  | Buxtehude |  | DE | 21614 | 21614 | 2019-06-13 | 2019-08-28 | SESE | OR | KWY | Summary | OR |  | Traditional | N |  | Implantcast ic-Bipolar Head System | 2019 | 6 | 13 | 2019 | 8 | 28 | 2019-06-13 | 2019-08-28 | 76 | OR | OR | 2 |  | N | N |  | 888.339 | 1 |  |  |  |  | Y | N | Eligible
K191575 | K151196 | K133564 | K182974 | [88 empty] | Life Spine Inc. | Angela Batker | 13951 S Quality Drive |  | Huntley | IL | US | 60142 | 60142 | 2019-06-14 | 2019-08-08 | SESE | OR | NKB | Summary | OR |  | Traditional | N |  | ARx Spinal System | 2019 | 6 | 14 | 2019 | 8 | 8 | 2019-06-14 | 2019-08-08 | 55 | OR | OR | 2 |  | N | N |  | 888.307 | 1 | Intended to provide immobilization and stabilization of spinal segments in thoracic, lumbar, and sacral spine as an adjunct to fusion. |  |  |  | Y | N | Eligible
K191576 | K161842 | K083230 | K091587 | K141372 | K151215 | [86 empty] | Spinal Elements, Inc | Julie Lamothe | 3115 Melrose Dr. Suite 200 |  | Carlsbad | CA | US | 92010 | 92010 | 2019-06-14 | 2019-09-16 | SESE | OR | NKB | Summary | OR |  | Traditional | N |  | Mercury® Spinal System, Overwatch® Spinal System | 2019 | 6 | 14 | 2019 | 9 | 16 | 2019-06-14 | 2019-09-16 | 94 | OR | OR | 2 |  | N | N |  | 888.307 | 1 | Intended to provide immobilization and stabilization of spinal segments in thoracic, lumbar, and sacral spine as an adjunct to fusion. |  |  |  | Y | N | Eligible
K191584 | K132324 | K092146 | K181846 | K182885 | K141632 | [86 empty] | Camber Spine Technologies LLC | Rami Hamzey | 501 Allendale Road |  | King of Prussia | PA | US | 19406 | 19406 | 2019-06-14 | 2019-10-22 | SESE | OR | KWQ | Summary | OR |  | Traditional | N |  | FORTICO Anterior Cervical Fixation System | 2019 | 6 | 14 | 2019 | 10 | 22 | 2019-06-14 | 2019-10-22 | 130 | OR | OR | 2 |  | N | N |  | 888.306 | 1 |  |  |  |  | Y | N | Eligible
K191596 | K123771 | K141930 | [89 empty] | Merit Medical Systems, Inc. | Shamsa Karimi | 1600 West Merit Parkway |  | South Jordan | UT | US | 84095 | 84095 | 2019-06-17 | 2019-10-09 | SESE | OR | HRX | Summary | OR |  | Traditional | N |  | Arcadia Balloon Catheter | 2019 | 6 | 17 | 2019 | 10 | 9 | 2019-06-17 | 2019-10-09 | 114 | OR | OR | 2 |  | N | Y |  | 888.11 | 1 | Validated reprocessing instructions and reprocessing validation data for this device type must be included in a 510(k) submission if the device is reusable and has specific design features (please refer to Table 2 of 82 FR 26807, available at https://www.gpo.gov/fdsys/pkg/FR-2017-06-09/pdf/2017-12007.pdf). |  |  |  | N | N | Ineligible
K191598 | K132005 | K103533 | [89 empty] | Advanced Orthopaedic Solutions, Inc. | Elaine Nguyen | 3203 Kashiwa Street |  | Torrance | CA | US | 90505 | 90505 | 2019-06-17 | 2019-07-18 | SESE | OR | HSB | Summary | OR |  | Special | N |  | AOS ES Retrograde Femoral Nail | 2019 | 6 | 17 | 2019 | 7 | 18 | 2019-06-17 | 2019-07-18 | 31 | OR | OR | 2 |  | N | N |  | 888.302 | 1 |  |  |  |  | Y | N | Eligible
K191617 | K984543 | K181296 | K040762 | [88 empty] | Syntec Scientific Corporation | Kavin Chu | No.2, Kung San Road Chuan Shing Industrial Zone, Shen Kang |  | Chang Hua |  | TW | 50971 | 50971 | 2019-06-18 | 2019-09-03 | SESE | OR | HSB | Summary | OR |  | Traditional | N |  | Syntec Tibial Nail System | 2019 | 6 | 18 | 2019 | 9 | 3 | 2019-06-18 | 2019-09-03 | 77 | OR | OR | 2 |  | N | N |  | 888.302 | 1 |  |  |  |  | Y | N | Eligible
K191621 | K171140 | K170953 | K171489 | K141129 | K150130 | K173260 | K150152 | K130434 | K123997 | K082270 | [81 empty] | ChoiceSpine, LLC | Kim Finch | 400 Erin Drive |  | Knoxville | TN | US | 37919 | 37919 | 2019-06-18 | 2019-08-15 | SESE | OR | ODP | Summary | OR |  | Special | N |  | ChoiceSpine Octane A/T/P Spinal Implant System, ChoiceSpine Cervical Interbody Spacer System Ascendant PC, ChoiceSpine Cervical Interbody Spacer System Ascendant, ChoiceSpine Cervical Spacer System Blackhawk, ChoiceSpine Intervertebral Fusion Device Octane Straight, ChoiceSpine Intervertebral Fusio | 2019 | 6 | 18 | 2019 | 8 | 15 | 2019-06-18 | 2019-08-15 | 58 | OR | OR | 2 |  | N | N |  | 888.308 | 1 | Intended to stabilize cervical spinal segment to promote fusion in order to restrict motion and decrease pain using bone graft. | Hollow cylinder or rectangular box made of metal or polymer. | Acts as a disc spacer and holds bone graft. | Intervertebral disc space. | Y | N | Eligible
K191622 | K182099 | K140669 | [89 empty] | Limacorporate S.p.A. | Roberto Gabetta | Via Nazionale 52 |  | Villanova di San Daniele del Friuli |  | IT | 33038 | 33038 | 2019-06-18 | 2019-11-01 | SESE | OR | LPH | Summary | OR |  | Traditional | N |  | Delta Multihole TT Pro Acetabular System | 2019 | 6 | 18 | 2019 | 11 | 1 | 2019-06-18 | 2019-11-01 | 136 | OR | OR | 2 |  | N | N |  | 888.3358 | 1 |  |  |  |  | Y | N | Eligible
K191625 | K181947 | K173057 | K013031 | K982903 | K972501 | [86 empty] | Zimmer Inc. | Nicole Meredith | 1800 W. Center Street |  | Warsaw | IN | US | 46580 | 46580 | 2019-06-18 | 2019-09-05 | SESE | OR | JWH | Summary | OR |  | Traditional | N |  | Persona Revision Knee System | 2019 | 6 | 18 | 2019 | 9 | 5 | 2019-06-18 | 2019-09-05 | 79 | OR | OR | 2 |  | N | N |  | 888.356 | 1 |  |  |  |  | Y | N | Eligible
K191632 | K123688 | [90 empty] | MicroPort Orthopedics Inc. | Sneh Pingle | 5677 Airline Road |  | Memphis | TN | US | 38002 | 38002 | 2019-06-19 | 2019-10-07 | SESE | OR | LZO | Summary | OR |  | Traditional | N |  | PROFEMUR TL2 Stems | 2019 | 6 | 19 | 2019 | 10 | 7 | 2019-06-19 | 2019-10-07 | 110 | OR | OR | 2 |  | N | N |  | 888.3353 | 1 |  |  |  |  | Y | N | Eligible
K191636 | K991566 | K142581 | [89 empty] | Medartis AG | Andrea Schweizer | Hochbergerstrasse 60E |  | Basel |  | CH | CH-4057 | CH-4057 | 2019-06-19 | 2019-08-16 | SESE | OR | JDR | Summary | OR |  | Traditional | N |  | APTUS Foot System | 2019 | 6 | 19 | 2019 | 8 | 16 | 2019-06-19 | 2019-08-16 | 58 | OR | OR | 2 |  | N | N |  | 888.303 | 1 |  |  |  |  | Y | N | Eligible
K191641 | K162841 | [90 empty] | Industrias Medicas Sampedro S.A.S | Liliana Zuluaga-Idarraga | Carrera 47 No. 100 Sur 40 |  | La Estrella |  | CO | 55468 | 55468 | 2019-06-19 | 2019-09-16 | SESE | OR | HRS | Summary | OR |  | Traditional | N |  | AFFINITY  Variable Angle Distal Radius System, AFFINITY  Variable Angle Distal Radius Plates, AFFINITY  Variable Angle Distal Radius Screws | 2019 | 6 | 19 | 2019 | 9 | 16 | 2019-06-19 | 2019-09-16 | 89 | OR | OR | 2 |  | N | N |  | 888.303 | 1 |  |  |  |  | Y | N | Eligible
K191648 | K160902 | K172517 | [89 empty] | SeaSpine Orthopedics Corporation | Alicia McArthur | 5770 Armada Drive |  | Carlsbad | CA | US | 92008 | 92008 | 2019-06-20 | 2019-07-19 | SESE | OR | NKB | Summary | OR |  | Special | N |  | Mariner MIS Pedicle Screw System; SeaSpine Navigation System | 2019 | 6 | 20 | 2019 | 7 | 19 | 2019-06-20 | 2019-07-19 | 29 | OR | OR | 2 |  | N | N |  | 888.307 | 1 | Intended to provide immobilization and stabilization of spinal segments in thoracic, lumbar, and sacral spine as an adjunct to fusion. |  |  |  | Y | N | Eligible
K191651 | K063479 | [90 empty] | Arthrex Inc. | Rebecca R. Homan | 1370 Creekside Boulevard |  | Naples | FL | US | 34108-1945 | 34108-1945 | 2019-06-20 | 2019-11-06 | SESE | OR | HWC | Summary | OR |  | Traditional | N |  | Arthrex Nano SwiveLock Suture Anchor | 2019 | 6 | 20 | 2019 | 11 | 6 | 2019-06-20 | 2019-11-06 | 139 | OR | OR | 2 |  | N | N |  | 888.304 | 1 |  |  |  |  | Y | N | Eligible
K191711 | K181587 | [90 empty] | Tornier Inc. | Renee Stoffel | 10801 Nesbitt Ave South |  | Bloomington | MN | US | 55437 | 55437 | 2019-06-26 | 2019-07-17 | SESE | OR | HRS | Summary | OR |  | Special | N |  | ORTHOLOC SPS Shoulder Plating System | 2019 | 6 | 26 | 2019 | 7 | 17 | 2019-06-26 | 2019-07-17 | 21 | OR | OR | 2 |  | N | N |  | 888.303 | 1 |  |  |  |  | Y | N | Eligible
K191722 | K172115 | K140454 | [89 empty] | Zimmer Biomet Spine, Inc. | Alex Pawlowski | 10225 Westminster Drive |  | Westminster | CO | US | 80021 | 80021 | 2019-06-27 | 2019-12-02 | SESE | OR | OLO | Summary | NE |  | Traditional | N |  | Vital Navigation System | 2019 | 6 | 27 | 2019 | 12 | 2 | 2019-06-27 | 2019-12-02 | 158 | OR | NE | 2 |  | N | N |  | 882.456 | 1 | Stereotaxic guidance during orthopedic surgery procedures. Indicated for Orthopedic joint or spine surgery. Neurological stereotaxic instruments are classified under product code HAW. | Device consists of Camera, computer, various shaped tracking arrays, computer interface for commmunication between user and device. | User loads Computer software pre-Op to plan surgery procedure, then registers the patient anatomy during surgery to allow software to track patient anatomy, implants, and surgical tools in real time/space. | Orthopedic joints and spinal procedures where tracking of instrumentation is desired. | N | N | Eligible
K191726 | K161387 | K131802 | K071373 | [88 empty] | Spineway SA | Heloise Macaire | 7 allee Moulin Berger |  | Ecully |  | FR | 69130 | 69130 | 2019-06-27 | 2019-09-12 | SESE | OR | NKB | Summary | OR |  | Traditional | N |  | mont blanc & mont blanc MIS Spinal Systems | 2019 | 6 | 27 | 2019 | 9 | 12 | 2019-06-27 | 2019-09-12 | 77 | OR | OR | 2 |  | N | N |  | 888.307 | 1 | Intended to provide immobilization and stabilization of spinal segments in thoracic, lumbar, and sacral spine as an adjunct to fusion. |  |  |  | Y | N | Eligible
K191746 | K133349 | K161742 | K172502 | [88 empty] | Limacorporate S.p.A | Michela Zanotto | via Nazionale 52 |  | Villanova di San Daniele del Friuli |  | IT | 33038 | 33038 | 2019-07-01 | 2019-11-22 | SESE | OR | PHX | Summary | OR |  | Traditional | N |  | SMR TT Augmented Glenoid System | 2019 | 7 | 1 | 2019 | 11 | 22 | 2019-07-01 | 2019-11-22 | 144 | OR | OR | 2 |  | N | N |  | 888.366 | 1 | Intended to be used to relieve pain and to replace the glenoid and humeral side of the shoulder joint in order to restore mobility in a grossly rotator cuff deficient joint with severe arthropathy or a previous joint replacement with a grossly rotator cuff deficient joint. | Typically includes humeral stem, humeral socket, humeral cup, glenosphere, and glenoid baseplate with fixation screws. The humeral stem and humeral socket may be one single piece or two separate pieces locked together. The humeral cup is snap fit into the humeral socket. The humeral cup is made from UHMWPE and articulates with the glenosphere made of CoCrMo alloy, Titanium alloy, or stainless steel. The glenosphere locks to glenoid baseplate which is fixed to the glenoid bone by 2-6 screws. The glenoid baseplate has HA coating, metallic coating or no coating and may feature a central peg, central screw, central cage, or keel. | Relative to the native shoulder joint, the device moves the center of rotation medially and distally to the anatomic position which increases the length of the deltoid muscle's lever arm, allowing the same rotational moment with less applied force. | Shoulder joint | Y | N | Eligible
K191748 | K123702 | K021932 | K080398 | K092375 | K141549 | K161210 | [85 empty] | Genesys Spine | William W. Sowers | 1250 South Capital of Texas Highway, Building 3 Suite 600 |  | Austin | TX | US | 78746 | 78746 | 2019-07-01 | 2019-09-26 | SESE | OR | OUR | Summary | OR |  | Traditional | N |  | Genesys Spine Sacroiliac Joint Fusion System | 2019 | 7 | 1 | 2019 | 9 | 26 | 2019-07-01 | 2019-09-26 | 87 | OR | OR | 2 |  | N | N |  | 888.304 | 1 | sacroiliac joint fusion | may be used with bone graft, should not be used with bone cement | bridges both sides of the joint, preventing motion | sacroiliac joint | Y | N | Eligible
K191755 | K182872 | [90 empty] | Waldemar Link GmbH & Co. KG | Stefanie Fuchs | Oststraße 4-10 |  | Norderstedt |  | DE | 22844 | 22844 | 2019-07-01 | 2019-07-18 | SESE | OR | JWH | Summary | OR |  | Special | N |  | SPAR-K Instruments (for use with Gemini SL Total Knee System) | 2019 | 7 | 1 | 2019 | 7 | 18 | 2019-07-01 | 2019-07-18 | 17 | OR | OR | 2 |  | N | N |  | 888.356 | 1 |  |  |  |  | Y | N | Eligible
K191757 | K180337 | K182970 | [89 empty] | MiRus, LLC | Jordan Bauman | 2150 Newmarket Parkway |  | Marietta | GA | US | 30067 | 30067 | 2019-07-01 | 2019-07-19 | SESE | OR | NKB | Summary | OR |  | Special | N |  | EUROPA Pedicle Screw System | 2019 | 7 | 1 | 2019 | 7 | 19 | 2019-07-01 | 2019-07-19 | 18 | OR | OR | 2 |  | N | N |  | 888.307 | 1 | Intended to provide immobilization and stabilization of spinal segments in thoracic, lumbar, and sacral spine as an adjunct to fusion. |  |  |  | Y | N | Eligible
K191764 | K070998 | [90 empty] | Inion Oy | Tiina Tyni | Lääkärinkatu 2 |  | Tampere |  | FI | 33520 | 33520 | 2019-07-01 | 2019-07-31 | SESE | OR | MQV | Summary | OR |  | Special | N |  | Inion BioRestore | 2019 | 7 | 1 | 2019 | 7 | 31 | 2019-07-01 | 2019-07-31 | 30 | OR | OR | 2 |  | N | N |  | 888.3045 | 1 |  |  |  |  | Y | N | Eligible
K191765 | K163332 | K163167 | K110950 | K122239 | K020114 | K143443 | K143106 | K120955 | K101815 | [82 empty] | OMNI life science, Inc. | Christina Rovaldi | 480 Paramount Drive |  | Raynham | MA | US | 2767 | 2767 | 2019-07-01 | 2019-09-25 | SESE | OR | JWH | Summary | OR |  | Traditional | N |  | OMNI TiN Coated Apex Knee System | 2019 | 7 | 1 | 2019 | 9 | 25 | 2019-07-01 | 2019-09-25 | 86 | OR | OR | 2 |  | N | N |  | 888.356 | 1 |  |  |  |  | Y | N | Eligible
K191771 | K050636 | [90 empty] | A.M. Surgical, Inc. | Vincent Pascale | 285 Middle Country Road, Suite 206 |  | Smithtown | NY | US | 11787 | 11787 | 2019-07-02 | 2019-10-16 | SESE | OR | HWC | Summary | OR |  | Traditional | N |  | SECURE Screw | 2019 | 7 | 2 | 2019 | 10 | 16 | 2019-07-02 | 2019-10-16 | 106 | OR | OR | 2 |  | N | N |  | 888.304 | 1 |  |  |  |  | Y | N | Eligible
K191778 | K180550 | K172323 | [89 empty] | Omnia Medical, LLC | Troy Schifano | 6 Canyon Rd Suite 300 |  | Morgantown | WV | US | 26508 | 26508 | 2019-07-02 | 2019-08-28 | SESE | OR | PLR | Summary | OR |  | Special | N |  | Omnia Medical VBR | 2019 | 7 | 2 | 2019 | 8 | 28 | 2019-07-02 | 2019-08-28 | 57 | OR | OR | 2 |  | N | N |  | 888.306 | 1 | Vertebral body replacement in the cervical spine. | Metallic or polymeric device (usually rectangular or cylindrical), with open central and lateral canals for bone graft containment, providing rigidity and structural support. | Provides structural support for the indicated population. | Cervical spine | Y | N | Eligible
K191779 | K091453 | K101433 | K111433 | K160700 | [87 empty] | Depuy (Ireland) | Kathy Harris | Loughbeg Ringaskiddy |  | Co. Cork Munster |  | IE |  |  | 2019-07-02 | 2019-10-08 | SESE | OR | KRO | Summary | OR |  | Traditional | N |  | Attune Revision LPS Inserts | 2019 | 7 | 2 | 2019 | 10 | 8 | 2019-07-02 | 2019-10-08 | 98 | OR | OR | 2 |  | N | N |  | 888.351 | 1 |  |  |  |  | Y | N | Eligible
K191781 | K043356 | K161192 | K113556 | K182048 | [87 empty] | Zimmer GmbH | Roberto Tommasini | Sulzerallee 8 |  | Winterthur |  | CH | 8404 | 8404 | 2019-07-02 | 2019-08-06 | SESE | OR | LZO | Summary | OR |  | Special | N |  | Wagner SL Revision Stem Lateral and Wagner Cone Prosthesis System | 2019 | 7 | 2 | 2019 | 8 | 6 | 2019-07-02 | 2019-08-06 | 35 | OR | OR | 2 |  | N | N |  | 888.3353 | 1 |  |  |  |  | Y | N | Eligible
K191782 | K182307 | [90 empty] | Paragon 28, Inc. | Eric Lintula | 4B Inverness Ct. E., STE 280 |  | Englewood | CO | US | 80112 | 80112 | 2019-07-02 | 2019-09-06 | SESE | OR | HSB | Summary | OR |  | Special | N |  | TTC Phantom Intramedullary Nail System | 2019 | 7 | 2 | 2019 | 9 | 6 | 2019-07-02 | 2019-09-06 | 66 | OR | OR | 2 |  | N | N |  | 888.302 | 1 |  |  |  |  | Y | N | Eligible
K191783 | K162198 | K043248 | [89 empty] | Parcus Medical, LLC | Paul Vagts | 6423 Parkland Dr |  | Sarasota | FL | US | 34243 | 34243 | 2019-07-03 | 2019-10-09 | SESE | OR | MBI | Summary | OR |  | Special | N |  | Parcus Synd-EZ Ti | 2019 | 7 | 3 | 2019 | 10 | 9 | 2019-07-03 | 2019-10-09 | 98 | OR | OR | 2 |  | N | N |  | 888.304 | 1 |  |  |  |  | Y | N | Eligible
K191786 | K150759 | K971883 | K030866 | K031276 | K926453 | K945700 | K052292 | K013877 | K121658 | K080646 | K133518 | [80 empty] | DeGen Medical INC | Craig Black | 1321-C North Cashua Drive |  | Florence | SC | US | 29501 | 29501 | 2019-07-03 | 2019-08-30 | SESE | OR | KWQ | Summary | OR |  | Traditional | N |  | Cyclops Anterior Cervical Plate System | 2019 | 7 | 3 | 2019 | 8 | 30 | 2019-07-03 | 2019-08-30 | 58 | OR | OR | 2 |  | N | N |  | 888.306 | 1 |  |  |  |  | Y | N | Eligible
K191791 | K120991 | K111569 | K151310 | K162103 | K172009 | [86 empty] | TranS1 | Kristen Allen | 3804 Park Avenue, Suite C |  | Wilmington | NC | US | 28403 | 28403 | 2019-07-03 | 2019-09-25 | SESE | OR | MAX | Summary | OR |  | Traditional | N |  | TranS1 Interbody Fusion System | 2019 | 7 | 3 | 2019 | 9 | 25 | 2019-07-03 | 2019-09-25 | 84 | OR | OR | 2 |  | N | N |  | 888.308 | 1 | Intended to stabilize spinal segment to promote fusion in order to restrict motion and decrease pain using bone graft. | hollow cylinder or rectangular box made of metal or polymer | Acts as a disc spacer and holds bone graft. | intervertebral disc space | Y | N | Eligible
K191793 | K953644 | K082807 | K001945 | K051986 | K111540 | K033995 | K073460 | K092812 | K032269 | K030597 | K961413 | K062564 | K011978 | K041860 | K923613 | K953607 | K000684 | K112583 | K061621 | K000682 | [71 empty] | Nebula Surgical Private Limited | Rajat Kumar Khant | Nebula, Narmada Park-3,Amin Marg, Vidyakunj Soc.Main Road | Opp.Kings Heigt | Rajkot |  | IN | 360005 | 360005 | 2019-07-03 | 2019-12-09 | SESE | OR | HRS | Summary | OR |  | Traditional | N |  | Nebula Brand Locking Bone Plates and Screws Osteosynthesis Plating System, Nebula Brand of DHS Plating System | 2019 | 7 | 3 | 2019 | 12 | 9 | 2019-07-03 | 2019-12-09 | 159 | OR | OR | 2 |  | N | N |  | 888.303 | 1 |  |  |  |  | Y | N | Eligible
K191796 | K181048 | K152304 | K153621 | K073291 | K082342 | K153783 | [85 empty] | Neo Medical S.A. | Jonas Larsson | Route de Lausanne 157A |  | Villette (Lavaux) |  | CH | 1096 | 1096 | 2019-07-03 | 2019-12-13 | SESE | OR | MAX | Summary | OR |  | Traditional | N |  | Neo Cage System | 2019 | 7 | 3 | 2019 | 12 | 13 | 2019-07-03 | 2019-12-13 | 163 | OR | OR | 2 |  | N | N |  | 888.308 | 1 | Intended to stabilize spinal segment to promote fusion in order to restrict motion and decrease pain using bone graft. | hollow cylinder or rectangular box made of metal or polymer | Acts as a disc spacer and holds bone graft. | intervertebral disc space | Y | N | Eligible
K191811 | K173812 | K121220 | K981487 | [88 empty] | Catalyst OrthoScience, Inc. | Dale Davison | 14710 Tamiami Trail North, Suite 102 |  | Naples | FL | US | 34110 | 34110 | 2019-07-05 | 2019-09-11 | SESE | OR | KWT | Summary | OR |  | Special | N |  | Catalyst OrthoScience CSR Shoulder System | 2019 | 7 | 5 | 2019 | 9 | 11 | 2019-07-05 | 2019-09-11 | 68 | OR | OR | 2 |  | N | N |  | 888.365 | 1 |  |  |  |  | Y | N | Eligible
K191812 | K073351 | [90 empty] | Additive Device, Inc. (ADI) d/b/a restor3d | Nathan Evans | 311 W Corporation St |  | Durham | NC | US | 27701 | 27701 | 2019-07-05 | 2019-10-24 | SESE | OR | ODP | Summary | OR |  | Traditional | N |  | ADI Cervical Interbody Fusion Device | 2019 | 7 | 5 | 2019 | 10 | 24 | 2019-07-05 | 2019-10-24 | 111 | OR | OR | 2 |  | N | N |  | 888.308 | 1 | Intended to stabilize cervical spinal segment to promote fusion in order to restrict motion and decrease pain using bone graft. | Hollow cylinder or rectangular box made of metal or polymer. | Acts as a disc spacer and holds bone graft. | Intervertebral disc space. | Y | N | Eligible
K191814 | K060694 | K030710 | [89 empty] | Zimmer Inc. | Patricia Sandborn Beres | P.O. Box 708 |  | Warsaw | IN | US | 46581-0708 | 46581-0708 | 2019-07-05 | 2019-10-23 | SESE | OR | KWS | Summary | OR |  | Traditional | N |  | Alliance Glenoid | 2019 | 7 | 5 | 2019 | 10 | 23 | 2019-07-05 | 2019-10-23 | 110 | OR | OR | 2 |  | N | N |  | 888.366 | 1 |  |  |  |  | Y | N | Eligible
K191817 | K181610 | K160427 | K963192 | [88 empty] | ActivOrtho, Inc. | Paul Hindrichs | 14405 21st Avenue N |  | Plymouth | MN | US | 55447 | 55447 | 2019-07-05 | 2019-07-26 | SESE | OR | HWC | Summary | OR |  | Traditional | N |  | ActivOrtho Continuous Compression Screw System | 2019 | 7 | 5 | 2019 | 7 | 26 | 2019-07-05 | 2019-07-26 | 21 | OR | OR | 2 |  | N | N |  | 888.304 | 1 |  |  |  |  | Y | N | Eligible
K191822 | K171312 | K140280 | K160874 | K161485 | K110442 | K173324 | K091088 | P960025 | [83 empty] | Nanovis LLC | Matthew Hedrick | 5865 East State Rd. 14 |  | Columbia City | IN | US | 46725 | 46725 | 2019-07-08 | 2019-10-11 | SESE | OR | ODP | Summary | OR |  | Traditional | N |  | Nano FortiCore, FortiCore | 2019 | 7 | 8 | 2019 | 10 | 11 | 2019-07-08 | 2019-10-11 | 95 | OR | OR | 2 |  | N | N |  | 888.308 | 1 | Intended to stabilize cervical spinal segment to promote fusion in order to restrict motion and decrease pain using bone graft. | Hollow cylinder or rectangular box made of metal or polymer. | Acts as a disc spacer and holds bone graft. | Intervertebral disc space. | Y | N | Eligible
K191834 | K180215 | K091301 | K170592 | [88 empty] | Life Spine Inc. | Angela Batker | 13951 S Quality Drive |  | Huntley | IL | US | 60142 | 60142 | 2019-07-09 | 2019-12-16 | SESE | OR | OVD | Summary | OR |  | Traditional | N |  | Stand-Alone ALIF Titanium System | 2019 | 7 | 9 | 2019 | 12 | 16 | 2019-07-09 | 2019-12-16 | 160 | OR | OR | 2 |  | N | N |  | 888.308 | 1 | Intended to stabilize lumbar spinal segment to promote fusion in order to restrict motion and decrease pain using bone graft with or without supplemental fixation. | Hollow cylinder or rectangular box made of metal or polymer with integrated fixation. | Acts as a disc spacer and holds bone graft; also includes some form of integrated fixation to maintain stability by direct purchase into the bony vertebral endplates. | Intervertebral disc space | Y | N | Eligible
K191835 | K182375 | K124058 | K183119 | [88 empty] | Globus Medical, Inc. | Kelly J. Baker | 2560 General Armistead Ave. |  | Audubon | PA | US | 19403 | 19403 | 2019-07-09 | 2019-08-06 | SESE | OR | NKB | Summary | OR |  | Special | N |  | CREO Stabilization System, Navigation Instruments, ExcelsiusGPS Instruments | 2019 | 7 | 9 | 2019 | 8 | 6 | 2019-07-09 | 2019-08-06 | 28 | OR | OR | 2 |  | N | N |  | 888.307 | 1 | Intended to provide immobilization and stabilization of spinal segments in thoracic, lumbar, and sacral spine as an adjunct to fusion. |  |  |  | Y | N | Eligible
K191848 | K142906 | [90 empty] | Medartis AG | Andrea Schweizer | Hochbergerstrasse 60E |  | Basel |  | CH | CH-4057 | CH-4057 | 2019-07-10 | 2019-09-30 | SESE | OR | HRS | Summary | OR |  | Traditional | N |  | APTUS Wrist Spanning Plates 2.5 | 2019 | 7 | 10 | 2019 | 9 | 30 | 2019-07-10 | 2019-09-30 | 82 | OR | OR | 2 |  | N | N |  | 888.303 | 1 |  |  |  |  | Y | N | Eligible
K191854 | K153442 | [90 empty] | Premia Spine, Ltd. | Ron Sacher | 7 Giborey Israel Street |  | Ramat Poleg |  | IL | 42504 | 42504 | 2019-07-10 | 2019-10-08 | SESE | OR | OLO | Summary | NE |  | Traditional | N |  | Premia Spine XL Instruments | 2019 | 7 | 10 | 2019 | 10 | 8 | 2019-07-10 | 2019-10-08 | 90 | OR | NE | 2 |  | N | N |  | 882.456 | 1 | Stereotaxic guidance during orthopedic surgery procedures. Indicated for Orthopedic joint or spine surgery. Neurological stereotaxic instruments are classified under product code HAW. | Device consists of Camera, computer, various shaped tracking arrays, computer interface for commmunication between user and device. | User loads Computer software pre-Op to plan surgery procedure, then registers the patient anatomy during surgery to allow software to track patient anatomy, implants, and surgical tools in real time/space. | Orthopedic joints and spinal procedures where tracking of instrumentation is desired. | N | N | Eligible
K191927 | K181717 | K032534 | K173215 | [88 empty] | Life Spine, Inc. | Angela Batker | 13951 S Quality Drive |  | Huntley | IL | US | 60142 | 60142 | 2019-07-19 | 2019-09-20 | SESE | OR | NQW | Summary | OR |  | Traditional | N |  | Hinged Laminoplasty System | 2019 | 7 | 19 | 2019 | 9 | 20 | 2019-07-19 | 2019-09-20 | 63 | OR | OR | 2 |  | N | N |  | 888.305 | 1 | This device is a plate that is attached to the lamina after a laminoplasty or laminectomy procedure. |  |  |  | Y | N | Eligible
K191932 | K123717 | K133369 | K102853 | K161032 | K151704 | [86 empty] | Ulrich Medical USA | Hans Stover | 5865 East State Rd.14 |  | Chesterfield | MO | US | 63005 | 63005 | 2019-07-19 | 2019-10-02 | SESE | OR | NKB | Summary | OR |  | Traditional | N |  | Momentum Posterior Spinal Fixation System | 2019 | 7 | 19 | 2019 | 10 | 2 | 2019-07-19 | 2019-10-02 | 75 | OR | OR | 2 |  | N | N |  | 888.307 | 1 | Intended to provide immobilization and stabilization of spinal segments in thoracic, lumbar, and sacral spine as an adjunct to fusion. |  |  |  | Y | N | Eligible
K191936 | K161184 | K172501 | [89 empty] | Thecken Companies, LLC | Garrett Spurgeon | 1800 Triplett Blvd |  | Akron | OH | US | 44306 | 44306 | 2019-07-19 | 2019-08-20 | SESE | OR | LPH | Summary | OR |  | Special | N |  | iNSitu Total Hip System | 2019 | 7 | 19 | 2019 | 8 | 20 | 2019-07-19 | 2019-08-20 | 32 | OR | OR | 2 |  | N | N |  | 888.3358 | 1 |  |  |  |  | Y | N | Eligible
K191943 | K122211 | K133444 | [89 empty] | Medos International, SARL | Daria Bochenek | Chemin-Blanc 38 |  | Le Loche |  | CH | 2400 | 2400 | 2019-07-22 | 2019-10-18 | SESE | OR | OLO | Summary | NE |  | Traditional | N |  | SYMPHONY Navigation Ready Instruments, Universal Navigation Adaptor Set | 2019 | 7 | 22 | 2019 | 10 | 18 | 2019-07-22 | 2019-10-18 | 88 | OR | NE | 2 |  | N | N |  | 882.456 | 1 | Stereotaxic guidance during orthopedic surgery procedures. Indicated for Orthopedic joint or spine surgery. Neurological stereotaxic instruments are classified under product code HAW. | Device consists of Camera, computer, various shaped tracking arrays, computer interface for commmunication between user and device. | User loads Computer software pre-Op to plan surgery procedure, then registers the patient anatomy during surgery to allow software to track patient anatomy, implants, and surgical tools in real time/space. | Orthopedic joints and spinal procedures where tracking of instrumentation is desired. | N | N | Eligible
K191960 | K173900 | K142863 | K161782 | K171841 | [87 empty] | Arthrex Inc. | Ivette Galmez | 1370 Creekside Boulevard |  | Naples | FL | US | 34108-1945 | 34108-1945 | 2019-07-23 | 2019-12-23 | SESE | OR | PHX | Summary | OR |  | Special | N |  | Arthrex Univers Revers Modular Glenoid System | 2019 | 7 | 23 | 2019 | 12 | 23 | 2019-07-23 | 2019-12-23 | 153 | OR | OR | 2 |  | N | N |  | 888.366 | 1 | Intended to be used to relieve pain and to replace the glenoid and humeral side of the shoulder joint in order to restore mobility in a grossly rotator cuff deficient joint with severe arthropathy or a previous joint replacement with a grossly rotator cuff deficient joint. | Typically includes humeral stem, humeral socket, humeral cup, glenosphere, and glenoid baseplate with fixation screws. The humeral stem and humeral socket may be one single piece or two separate pieces locked together. The humeral cup is snap fit into the humeral socket. The humeral cup is made from UHMWPE and articulates with the glenosphere made of CoCrMo alloy, Titanium alloy, or stainless steel. The glenosphere locks to glenoid baseplate which is fixed to the glenoid bone by 2-6 screws. The glenoid baseplate has HA coating, metallic coating or no coating and may feature a central peg, central screw, central cage, or keel. | Relative to the native shoulder joint, the device moves the center of rotation medially and distally to the anatomic position which increases the length of the deltoid muscle's lever arm, allowing the same rotational moment with less applied force. | Shoulder joint | Y | N | Eligible
K191963 | K110598 | K100858 | K101263 | K060692 | K122698 | [86 empty] | LimaCorporate S.p.A | Giuseppe Valenti | Via Nazionale 52 |  | Villanova di San Daniele del Friuli |  | IT | 33038 | 33038 | 2019-07-23 | 2019-10-10 | SESE | OR | MBF | Summary | OR |  | Traditional | N |  | SMR Finned Short Stems | 2019 | 7 | 23 | 2019 | 10 | 10 | 2019-07-23 | 2019-10-10 | 79 | OR | OR | 2 |  | N | N |  | 888.367 | 1 |  |  |  |  | Y | N | Eligible
K191972 | K170705 | K151468 | K161746 | K050932 | K092247 | K062498 | K180972 | [84 empty] | Jeil Medical Corporation | Ahhyeon Woo | 702,703,704,705,706,804,805,807,812,815-ho,55, | Digital-ro 34-gil, Guro-gu | Seoul |  | KR | 8378 | 8378 | 2019-07-24 | 2019-11-12 | SESE | OR | HRS | Summary | OR |  | Traditional | N |  | ARIX Wrist System | 2019 | 7 | 24 | 2019 | 11 | 12 | 2019-07-24 | 2019-11-12 | 111 | OR | OR | 2 |  | N | N |  | 888.303 | 1 |  |  |  |  | Y | N | Eligible
K191974 | K151584 | K090641 | K080736 | K061499 | [87 empty] | NuVasive, Incorporated | Jessica LeBlanc | 7475 Lusk Blvd. |  | San Diego | CA | US | 92121 | 92121 | 2019-07-24 | 2019-11-03 | SESE | OR | MQV | Summary | OR |  | Traditional | N |  | NuVasive AttraX Putty | 2019 | 7 | 24 | 2019 | 11 | 3 | 2019-07-24 | 2019-11-03 | 102 | OR | OR | 2 |  | N | N |  | 888.3045 | 1 |  |  |  |  | Y | N | Eligible
K191981 | K173967 | K172906 | [89 empty] | OsteoRemedies, LLC | Eric Stookey | 6800 Poplar Avenue, #120 |  | Germantown | TN | US | 38138 | 38138 | 2019-07-24 | 2019-08-23 | SESE | OR | KWL | Summary | OR |  | Special | N |  | REMEDY Acetabular Cup | 2019 | 7 | 24 | 2019 | 8 | 23 | 2019-07-24 | 2019-08-23 | 30 | OR | OR | 2 |  | N | N |  | 888.336 | 1 |  |  |  |  | Y | N | Eligible
K191996 | K163700 | K181302 | K191150 | [88 empty] | Bodycad Laboratories, Inc. | Guy Sevigny | 2035, rue du Haut-Bord |  | Quebec City |  | CA | g1n 4r7 | g1n 4r7 | 2019-07-26 | 2019-12-05 | SESE | OR | HSX | Summary | OR |  | Traditional | N |  | BC Reflex Uni Knee System | 2019 | 7 | 26 | 2019 | 12 | 5 | 2019-07-26 | 2019-12-05 | 132 | OR | OR | 2 |  | N | N |  | 888.352 | 1 |  |  |  |  | Y | N | Eligible
K191998 | K170593 | K172219 | [89 empty] | MAKO Surgical Corp. | Shikha Khandelwal | 2555 Davie Road |  | Fort Lauderdale | FL | US | 33317 | 33317 | 2019-07-26 | 2019-09-24 | SESE | OR | OLO | Summary | NE |  | Traditional | N |  | Mako Total Hip Application, Mako Total Knee Application | 2019 | 7 | 26 | 2019 | 9 | 24 | 2019-07-26 | 2019-09-24 | 60 | OR | NE | 2 |  | N | N |  | 882.456 | 1 | Stereotaxic guidance during orthopedic surgery procedures. Indicated for Orthopedic joint or spine surgery. Neurological stereotaxic instruments are classified under product code HAW. | Device consists of Camera, computer, various shaped tracking arrays, computer interface for commmunication between user and device. | User loads Computer software pre-Op to plan surgery procedure, then registers the patient anatomy during surgery to allow software to track patient anatomy, implants, and surgical tools in real time/space. | Orthopedic joints and spinal procedures where tracking of instrumentation is desired. | N | N | Eligible
K192018 | [91 empty] | Titan Spine, Inc | Jane Rodd | 6140 West Executive Dr., Suite A |  | Mequon | WI | US | 53092 | 53092 | 2019-07-29 | 2019-08-16 | SESE | OR | ODP | Summary | OR |  | Special | N |  | Endoskeleton TA Interbody Fusion Device, Endoskeleton TAS and TAS Hyperlordotic Interbody Fusion Device, Endoskeleton TO Interbody Fusion Device, Endoskeleton TT Interbody Fusion Device, Endoskeleton TC Interbody Fusion Device, Endoskeleton TCS Interbody Fusion Device, Endoskeleton TL Interbody Fus | 2019 | 7 | 29 | 2019 | 8 | 16 | 2019-07-29 | 2019-08-16 | 18 | OR | OR | 2 |  | N | N |  | 888.308 | 1 | Intended to stabilize cervical spinal segment to promote fusion in order to restrict motion and decrease pain using bone graft. | Hollow cylinder or rectangular box made of metal or polymer. | Acts as a disc spacer and holds bone graft. | Intervertebral disc space. | Y | N | Eligible
K192021 | K042695 | K081759 | [89 empty] | Zimmer GmbH | Annemie Rehor Kausch | Sulzerallee 8 |  | Winterthur |  | CH | 8404 | 8404 | 2019-07-29 | 2019-08-22 | SESE | OR | HRS | Summary | OR |  | Special | N |  | NCB Polyaxial Locking Plate System | 2019 | 7 | 29 | 2019 | 8 | 22 | 2019-07-29 | 2019-08-22 | 24 | OR | OR | 2 |  | N | N |  | 888.303 | 1 |  |  |  |  | Y | N | Eligible
K192026 | K151140 | K092193 | K153783 | K110927 | K161379 | K151214 | K161230 | [84 empty] | GBS Commonwealth Co., Ltd. | Jimmy Kim | C-309, Woolim Lion's Valley, 168, Gasan digital 1-ro |  | Geumcheon-gu |  | KR | 8507 | 8507 | 2019-07-29 | 2019-11-26 | SESE | OR | MAX | Summary | OR |  | Traditional | N |  | Peridot Intervertebral body fusion System | 2019 | 7 | 29 | 2019 | 11 | 26 | 2019-07-29 | 2019-11-26 | 120 | OR | OR | 2 |  | N | N |  | 888.308 | 1 | Intended to stabilize spinal segment to promote fusion in order to restrict motion and decrease pain using bone graft. | hollow cylinder or rectangular box made of metal or polymer | Acts as a disc spacer and holds bone graft. | intervertebral disc space | Y | N | Eligible
K192041 | K161166 | K031841 | [89 empty] | G21 S.r.l | Filippo Foroni | Via Sandro Petrini, 8 |  | San Possidonio |  | IT | 41039 | 41039 | 2019-07-31 | 2019-10-29 | SESE | OR | MBB | Summary | OR |  | Traditional | N |  | G21 SpaceFlex Hip | 2019 | 7 | 31 | 2019 | 10 | 29 | 2019-07-31 | 2019-10-29 | 90 | OR | OR | 2 |  | N | N |  | 888.3027 | 1 |  |  |  |  | Y | N | Eligible
K192044 | K162402 | K072991 | K091873 | K162682 | [87 empty] | Solco Biomedical Co., Ltd. | Hwi-geun Yu | 154 Seotan-ro, Seotan-myeon |  | Pyeongtaek-Si |  | KR | 17704 | 17704 | 2019-07-31 | 2019-12-19 | SESE | OR | ODP | Summary | OR |  | Traditional | N |  | 4CIS Marlin PEEK ACIF Cage | 2019 | 7 | 31 | 2019 | 12 | 19 | 2019-07-31 | 2019-12-19 | 141 | OR | OR | 2 |  | N | N |  | 888.308 | 1 | Intended to stabilize cervical spinal segment to promote fusion in order to restrict motion and decrease pain using bone graft. | Hollow cylinder or rectangular box made of metal or polymer. | Acts as a disc spacer and holds bone graft. | Intervertebral disc space. | Y | N | Eligible
K192047 | K191091 | K123045 | [89 empty] | Spineology, Inc. | Andrew Adams | 7800 3rd Street North, Suite 600 |  | Saint Paul | MN | US | 55128 | 55128 | 2019-07-31 | 2019-08-23 | SESE | OR | OVD | Summary | OR |  | Special | N |  | Rampart One Lumbar Interbody Fusion System | 2019 | 7 | 31 | 2019 | 8 | 23 | 2019-07-31 | 2019-08-23 | 23 | OR | OR | 2 |  | N | N |  | 888.308 | 1 | Intended to stabilize lumbar spinal segment to promote fusion in order to restrict motion and decrease pain using bone graft with or without supplemental fixation. | Hollow cylinder or rectangular box made of metal or polymer with integrated fixation. | Acts as a disc spacer and holds bone graft; also includes some form of integrated fixation to maintain stability by direct purchase into the bony vertebral endplates. | Intervertebral disc space | Y | N | Eligible
K192049 | K030866 | K061147 | [89 empty] | Innovasis, Inc. | Marshall McCarty | 614 East 3900 South |  | Salt Lake City | UT | US | 84107 | 84107 | 2019-07-31 | 2019-11-08 | SESE | OR | KWQ | Summary | OR |  | Traditional | N |  | Oryx Cervical Plate System | 2019 | 7 | 31 | 2019 | 11 | 8 | 2019-07-31 | 2019-11-08 | 100 | OR | OR | 2 |  | N | N |  | 888.306 | 1 |  |  |  |  | Y | N | Eligible
K192054 | K111626 | K141953 | K142589 | K163269 | K173535 | K183557 | K192018 | K180215 | [83 empty] | Titan Spine, Inc | Kelly McDonnell | 6140 W. Executive Dr., Suite A |  | Mequon | WI | US | 53092 | 53092 | 2019-07-31 | 2019-08-29 | SESE | OR | OVD | Summary | OR |  | Special | N |  | Endoskeleton TAS Plate | 2019 | 7 | 31 | 2019 | 8 | 29 | 2019-07-31 | 2019-08-29 | 29 | OR | OR | 2 |  | N | N |  | 888.308 | 1 | Intended to stabilize lumbar spinal segment to promote fusion in order to restrict motion and decrease pain using bone graft with or without supplemental fixation. | Hollow cylinder or rectangular box made of metal or polymer with integrated fixation. | Acts as a disc spacer and holds bone graft; also includes some form of integrated fixation to maintain stability by direct purchase into the bony vertebral endplates. | Intervertebral disc space | Y | N | Eligible
K192071 | K192017 | K161184 | K172501 | [88 empty] | Theken Companies, LLC | Garrett Spurgeon | 1800 Triplett Blvd |  | Akron | OH | US | 44306 | 44306 | 2019-08-02 | 2019-08-30 | SESE | OR | LPH | Summary | OR |  | Special | N |  | iNSitu Total Hip System | 2019 | 8 | 2 | 2019 | 8 | 30 | 2019-08-02 | 2019-08-30 | 28 | OR | OR | 2 |  | N | N |  | 888.3358 | 1 |  |  |  |  | Y | N | Eligible
K192074 | K190595 | [90 empty] | Orthosoft, Inc. (d/b/a Zimmer CAS) | Paul Hardy | 75 Queen St Suite 3300 |  | Montreal |  | CA | H3C 2N6 | H3C 2N6 | 2019-08-02 | 2019-08-30 | SESE | OR | QHE | Summary | OR |  | Special | N |  | Signature ONE System | 2019 | 8 | 2 | 2019 | 8 | 30 | 2019-08-02 | 2019-08-30 | 28 | OR | OR | 2 |  | N | N |  | 888.366 | 1 | Intended to be used to assist in the implantation of a specific shoulder arthroplasty device or a set of specific shoulder arthroplasty devices. Indicated to include guiding alignment, making or establishing cuts, selecting, sizing, attaching, positioning or orienting implant components. | A device accessory or set of device accessories | Aids the surgeon in performing the implantation of the shoulder implant | Shoulder | N | N | Ineligible
K192076 | K133245 | [90 empty] | Genesys Spine | Andrew C. Davison C. Davison | 1250 South Capital of Texas Highway, Building 3 Suite 600 |  | Austin | TX | US | 78746 | 78746 | 2019-08-02 | 2019-08-29 | SESE | OR | KWQ | Summary | OR |  | Special | N |  | Binary® Anterior Cervical Plate System | 2019 | 8 | 2 | 2019 | 8 | 29 | 2019-08-02 | 2019-08-29 | 27 | OR | OR | 2 |  | N | N |  | 888.306 | 1 |  |  |  |  | Y | N | Eligible
K192080 | K141601 | K122326 | [89 empty] | Orthosoft Inc. (d/b/a Zimmer CAS) | Eduardo Mendoza | 75 Queen St., Suite 3300 |  | Montreal |  | CA | H3C 2N6 | H3C 2N6 | 2019-08-02 | 2019-11-05 | SESE | OR | OLO | Summary | NE |  | Traditional | N |  | iASSIST Knee System | 2019 | 8 | 2 | 2019 | 11 | 5 | 2019-08-02 | 2019-11-05 | 95 | OR | NE | 2 |  | N | N |  | 882.456 | 1 | Stereotaxic guidance during orthopedic surgery procedures. Indicated for Orthopedic joint or spine surgery. Neurological stereotaxic instruments are classified under product code HAW. | Device consists of Camera, computer, various shaped tracking arrays, computer interface for commmunication between user and device. | User loads Computer software pre-Op to plan surgery procedure, then registers the patient anatomy during surgery to allow software to track patient anatomy, implants, and surgical tools in real time/space. | Orthopedic joints and spinal procedures where tracking of instrumentation is desired. | N | N | Eligible
K192084 | K915192 | K071991 | [89 empty] | Implanet, S.A. | Regis Le Couedic | Technopole Bordeaux Montesquieu, Allee Francois Magendie |  | Martillac |  | FR | 33650 | 33650 | 2019-08-02 | 2019-10-22 | SESE | OR | JWH | Summary | OR |  | Traditional | N |  | Madison Total Knee System | 2019 | 8 | 2 | 2019 | 10 | 22 | 2019-08-02 | 2019-10-22 | 81 | OR | OR | 2 |  | N | N |  | 888.356 | 1 |  |  |  |  | Y | N | Eligible
K192117 | K173982 | K012254 | K841189 | [88 empty] | ulrich GmbH & Co. KG | Christoph Ulrich | Buchbrunnenweg 12 |  | Ulm |  | DE | 89081 | 89081 | 2019-08-06 | 2019-11-01 | SESE | OR | MQP | Summary | OR |  | Traditional | N |  | Small VBR | 2019 | 8 | 6 | 2019 | 11 | 1 | 2019-08-06 | 2019-11-01 | 87 | OR | OR | 2 |  | N | N |  | 888.306 | 1 |  |  |  |  | Y | N | Eligible
K192121 | K090984 | K101278 | K132412 | K153453 | K131810 | K150896 | K171900 | K091291 | K113666 | K142381 | K132925 | K940631 | K950099 | K950697 | K954696 | [76 empty] | Osseus Fusion Systems | Robert Pace | 2703 Mockingbird Lane, Suite 102 |  | Dallas | TX | US | 75235 | 75235 | 2019-08-06 | 2019-10-29 | SESE | OR | NKB | Summary | OR |  | Traditional | N |  | Black Diamond Pedicle Screw System | 2019 | 8 | 6 | 2019 | 10 | 29 | 2019-08-06 | 2019-10-29 | 84 | OR | OR | 2 |  | N | N |  | 888.307 | 1 | Intended to provide immobilization and stabilization of spinal segments in thoracic, lumbar, and sacral spine as an adjunct to fusion. |  |  |  | Y | N | Eligible
K192126 | K191216 | K173794 | [89 empty] | Medacta International SA | Stefano Baj | Strada Regina |  | Castel San Pietro |  | CH | CH-6874 | CH-6874 | 2019-08-06 | 2019-11-22 | SESE | OR | LZO | Summary | OR |  | Special | N |  | AMIStem-P Short Neck | 2019 | 8 | 6 | 2019 | 11 | 22 | 2019-08-06 | 2019-11-22 | 108 | OR | OR | 2 |  | N | N |  | 888.3353 | 1 |  |  |  |  | Y | N | Eligible
K192132 | K082310 | K102026 | K142488 | K173260 | [87 empty] | SeaSpine Orthopedics Corporation | Aly Alvarez | 5770 Armada Drive |  | Carlsbad | CA | US | 92008 | 92008 | 2019-08-07 | 2019-12-03 | SESE | OR | MAX | Summary | OR |  | Traditional | N |  | SeaSpine Beachside System | 2019 | 8 | 7 | 2019 | 12 | 3 | 2019-08-07 | 2019-12-03 | 118 | OR | OR | 2 |  | N | N |  | 888.308 | 1 | Intended to stabilize spinal segment to promote fusion in order to restrict motion and decrease pain using bone graft. | hollow cylinder or rectangular box made of metal or polymer | Acts as a disc spacer and holds bone graft. | intervertebral disc space | Y | N | Eligible
K192133 | K122211 | K182848 | K133444 | K132884 | K151974 | K183550 | [85 empty] | Zimmer Biomet Spine, Inc. | Alex Pawlowski | 10225 Westmoor Dr. |  | Westminster | CO | US | 80021 | 80021 | 2019-08-07 | 2019-10-29 | SESE | OR | OLO | Summary | NE |  | Traditional | N |  | Zimmer Biomet Universal Navigation System | 2019 | 8 | 7 | 2019 | 10 | 29 | 2019-08-07 | 2019-10-29 | 83 | OR | NE | 2 |  | N | N |  | 882.456 | 1 | Stereotaxic guidance during orthopedic surgery procedures. Indicated for Orthopedic joint or spine surgery. Neurological stereotaxic instruments are classified under product code HAW. | Device consists of Camera, computer, various shaped tracking arrays, computer interface for commmunication between user and device. | User loads Computer software pre-Op to plan surgery procedure, then registers the patient anatomy during surgery to allow software to track patient anatomy, implants, and surgical tools in real time/space. | Orthopedic joints and spinal procedures where tracking of instrumentation is desired. | N | N | Eligible
K192140 | K180352 | K082060 | [89 empty] | 7D Surgical Inc. | Daniel Ziskind | 60 Scarsdale Road, Unit 118 |  | Toronto |  | CA | M3B 2R7 | M3B 2R7 | 2019-08-08 | 2019-11-05 | SESE | OR | OLO | Summary | NE |  | Traditional | N |  | 7D Surgical System | 2019 | 8 | 8 | 2019 | 11 | 5 | 2019-08-08 | 2019-11-05 | 89 | OR | NE | 2 |  | N | N |  | 882.456 | 1 | Stereotaxic guidance during orthopedic surgery procedures. Indicated for Orthopedic joint or spine surgery. Neurological stereotaxic instruments are classified under product code HAW. | Device consists of Camera, computer, various shaped tracking arrays, computer interface for commmunication between user and device. | User loads Computer software pre-Op to plan surgery procedure, then registers the patient anatomy during surgery to allow software to track patient anatomy, implants, and surgical tools in real time/space. | Orthopedic joints and spinal procedures where tracking of instrumentation is desired. | N | N | Eligible
K192156 | [91 empty] | Cartiva, Inc. | Shriya Kafle | 6120 Windward Parkway, Suite 220 |  | Alpharetta | GA | US | 30005 | 30005 | 2019-08-09 | 2019-09-04 | SESE | OR | QBO | Summary | OR |  | Special | N |  | Cartiva SCI instrumentation set | 2019 | 8 | 9 | 2019 | 9 | 4 | 2019-08-09 | 2019-09-04 | 26 | OR | OR | 2 |  | N | N |  | 888.4505 | 4 | The device is intended to manipulate bone and cartilage tissue or implant materials for the positioning, alignment, defect creation, or placement of press-fit osteochondral implants. | Smooth, metallic, with implant-specific geometry | Used as manual surgical instruments for press-fit osteochondral implants | Bones of the extremities | N | N | Ineligible
K192168 | K172083 | K172465 | K172466 | [88 empty] | CLARIANCE, SAS | Fadwa Bahr | 18 rue Robespierre |  | Beaurains |  | FR | 62217 | 62217 | 2019-08-09 | 2019-11-04 | SESE | OR | OVD | Summary | OR |  | Traditional | N |  | Idys ALIF ZP 3DTi | 2019 | 8 | 9 | 2019 | 11 | 4 | 2019-08-09 | 2019-11-04 | 87 | OR | OR | 2 |  | N | N |  | 888.308 | 1 | Intended to stabilize lumbar spinal segment to promote fusion in order to restrict motion and decrease pain using bone graft with or without supplemental fixation. | Hollow cylinder or rectangular box made of metal or polymer with integrated fixation. | Acts as a disc spacer and holds bone graft; also includes some form of integrated fixation to maintain stability by direct purchase into the bony vertebral endplates. | Intervertebral disc space | Y | N | Eligible
K192173 | K182848 | [90 empty] | MEDTECH S.A. | Serge Tabet | ZAC Eureka - 900 Rue du Mas de Verchant |  | Montpellier |  | FR | 34000 | 34000 | 2019-08-12 | 2019-10-29 | SESE | OR | OLO | Summary | NE |  | Traditional | N |  | ROSA ONE Spine application | 2019 | 8 | 12 | 2019 | 10 | 29 | 2019-08-12 | 2019-10-29 | 78 | OR | NE | 2 |  | N | N |  | 882.456 | 1 | Stereotaxic guidance during orthopedic surgery procedures. Indicated for Orthopedic joint or spine surgery. Neurological stereotaxic instruments are classified under product code HAW. | Device consists of Camera, computer, various shaped tracking arrays, computer interface for commmunication between user and device. | User loads Computer software pre-Op to plan surgery procedure, then registers the patient anatomy during surgery to allow software to track patient anatomy, implants, and surgical tools in real time/space. | Orthopedic joints and spinal procedures where tracking of instrumentation is desired. | N | N | Eligible
K192181 | K031875 | K111086 | [89 empty] | NuVasive Specialized Orthopedics, Inc. | Madison Heffron | 101 Enterprise, Suite 100 |  | Aliso Viejo | CA | US | 92656 | 92656 | 2019-08-12 | 2019-11-07 | SESE | OR | KTT | Summary | OR |  | Traditional | N |  | PRECICE Plating System | 2019 | 8 | 12 | 2019 | 11 | 7 | 2019-08-12 | 2019-11-07 | 87 | OR | OR | 2 |  | N | N |  | 888.303 | 1 |  |  |  |  | Y | N | Eligible
K192189 | K182048 | [90 empty] | Zimmer, Inc. | Rebecca D Noftz | P.O. Box 708 |  | Warsaw | IN | US | 46581-0708 | 46581-0708 | 2019-08-13 | 2019-12-18 | SESE | OR | LZO | Summary | OR |  | Traditional | N |  | Avenir Complete Hip System, Size 0 Coxa Vara | 2019 | 8 | 13 | 2019 | 12 | 18 | 2019-08-13 | 2019-12-18 | 127 | OR | OR | 2 |  | N | N |  | 888.3353 | 1 |  |  |  |  | Y | N | Eligible
K192198 | [91 empty] | Conformis, Inc. | Paul Smolenski | 600 Technology Park |  | Billerica | MA | US | 1821 | 1821 | 2019-08-13 | 2019-11-06 | SESE | OR | LPH | Summary | OR |  | Special | N |  | Conformis Hip System | 2019 | 8 | 13 | 2019 | 11 | 6 | 2019-08-13 | 2019-11-06 | 85 | OR | OR | 2 |  | N | N |  | 888.3358 | 1 |  |  |  |  | Y | N | Eligible
K192206 | K150488 | K162455 | K163669 | K092873 | [87 empty] | FX Shoulder USA, Inc. | Kathy Trier | 13465 Midway Road, Suite 101 |  | Dallas | TX | US | 75244 | 75244 | 2019-08-14 | 2019-10-08 | SESE | OR | PHX | Summary | OR |  | Traditional | N |  | 32mm Glenosphere and Humeral Cup | 2019 | 8 | 14 | 2019 | 10 | 8 | 2019-08-14 | 2019-10-08 | 55 | OR | OR | 2 |  | N | N |  | 888.366 | 1 | Intended to be used to relieve pain and to replace the glenoid and humeral side of the shoulder joint in order to restore mobility in a grossly rotator cuff deficient joint with severe arthropathy or a previous joint replacement with a grossly rotator cuff deficient joint. | Typically includes humeral stem, humeral socket, humeral cup, glenosphere, and glenoid baseplate with fixation screws. The humeral stem and humeral socket may be one single piece or two separate pieces locked together. The humeral cup is snap fit into the humeral socket. The humeral cup is made from UHMWPE and articulates with the glenosphere made of CoCrMo alloy, Titanium alloy, or stainless steel. The glenosphere locks to glenoid baseplate which is fixed to the glenoid bone by 2-6 screws. The glenoid baseplate has HA coating, metallic coating or no coating and may feature a central peg, central screw, central cage, or keel. | Relative to the native shoulder joint, the device moves the center of rotation medially and distally to the anatomic position which increases the length of the deltoid muscle's lever arm, allowing the same rotational moment with less applied force. | Shoulder joint | Y | N | Eligible
K192208 | K181140 | K111983 | K120275 | K160125 | K180071 | [86 empty] | Legend Spine Technologies | Steve Marinelli | 1803 Apple Tree Lane |  | Bethlehem | PA | US | 18015 | 18015 | 2019-08-14 | 2019-10-09 | SESE | OR | ODP | Summary | OR |  | Traditional | N |  | CORNICE Cervical Spacer System | 2019 | 8 | 14 | 2019 | 10 | 9 | 2019-08-14 | 2019-10-09 | 56 | OR | OR | 2 |  | N | N |  | 888.308 | 1 | Intended to stabilize cervical spinal segment to promote fusion in order to restrict motion and decrease pain using bone graft. | Hollow cylinder or rectangular box made of metal or polymer. | Acts as a disc spacer and holds bone graft. | Intervertebral disc space. | Y | N | Eligible
K192214 | K112429 | K173787 | K140759 | K073649 | K070173 | K173487 | K182377 | K152475 | [83 empty] | CarboFix Orthopedics Ltd. | Yael Rubin | 11 Ha'hoshlim St. |  | Herzeliya |  | IL | 4672411 | 4672411 | 2019-08-15 | 2019-10-11 | SESE | OR | MQP | Summary | OR |  | Traditional | N |  | CarboClear VBR System | 2019 | 8 | 15 | 2019 | 10 | 11 | 2019-08-15 | 2019-10-11 | 57 | OR | OR | 2 |  | N | N |  | 888.306 | 1 |  |  |  |  | Y | N | Eligible
K192217 | K042695 | K061211 | [89 empty] | Zimmer GmbH | Annemie Rehor Kausch | Sulzerallee 8 |  | Winterthur |  | CH | 8404 | 8404 | 2019-08-15 | 2019-09-13 | SESE | OR | HRS | Summary | OR |  | Special | N |  | NCB Plating System Distal Femur and Proximal Tibia | 2019 | 8 | 15 | 2019 | 9 | 13 | 2019-08-15 | 2019-09-13 | 29 | OR | OR | 2 |  | N | N |  | 888.303 | 1 |  |  |  |  | Y | N | Eligible
K192236 | K071723 | [90 empty] | Zimmer GmbH | Roberto Tommasini | Sulzer Allee 8 |  | Winterthur |  | CH | 8404 | 8404 | 2019-08-19 | 2019-11-05 | SESE | OR | KWY | Summary | OR |  | Special | N |  | Fitmore Hip Stem | 2019 | 8 | 19 | 2019 | 11 | 5 | 2019-08-19 | 2019-11-05 | 78 | OR | OR | 2 |  | N | N |  | 888.339 | 1 |  |  |  |  | Y | N | Eligible
K192248 | K171914 | K180431 | K172064 | K173080 | K172320 | K142041 | [85 empty] | NeuroStructures, Inc. | Moti Altarac | 199 Technology Drive, Suite 110 |  | Irvine | CA | US | 92618 | 92618 | 2019-08-19 | 2019-11-25 | SESE | OR | MAX | Summary | OR |  | Special | N |  | Cortina [MAX] Lumbar Cage System | 2019 | 8 | 19 | 2019 | 11 | 25 | 2019-08-19 | 2019-11-25 | 98 | OR | OR | 2 |  | N | N |  | 888.308 | 1 | Intended to stabilize spinal segment to promote fusion in order to restrict motion and decrease pain using bone graft. | hollow cylinder or rectangular box made of metal or polymer | Acts as a disc spacer and holds bone graft. | intervertebral disc space | Y | N | Eligible
K192268 | K180337 | K182970 | K191757 | [88 empty] | MiRus, LLC | Jordan Bauman | 1755 West Oak Parkway, Suite 100 |  | Marietta | GA | US | 30062 | 30062 | 2019-08-21 | 2019-10-22 | SESE | OR | NKB | Summary | OR |  | Traditional | N |  | Europa Pedicle Screw System | 2019 | 8 | 21 | 2019 | 10 | 22 | 2019-08-21 | 2019-10-22 | 62 | OR | OR | 2 |  | N | N |  | 888.307 | 1 | Intended to provide immobilization and stabilization of spinal segments in thoracic, lumbar, and sacral spine as an adjunct to fusion. |  |  |  | Y | N | Eligible
K192281 | K131802 | K052546 | K953978 | K943819 | K980485 | K944756 | K021039 | K012773 | K903810 | K012916 | K873826 | K974757 | K971248 | K972718 | K091994 | K973060 | K980228 | K101762 | [73 empty] | Medos International SARL | Sergio M. Cordeiro | Chemin-Blanc 38 |  | Le Locle |  | CH | 2400 | 2400 | 2019-08-22 | 2019-11-20 | SESE | OR | MRW | Summary |  |  | Traditional | N |  | AEGIS Anterior Lumbar Plate System, ALC Dynamized Fixation System, Anterior ISOLA Spine System, BOWTI Anterior Buttress Staple Spinal System, DISCOVERY Screw System, EXPEDIUM Anterior Spine System, FRONTIER Anterior Scoliosis System, KANEDA Anterior Scoliosis System, KANEDA SR Anterior Spinal Syste | 2019 | 8 | 22 | 2019 | 11 | 20 | 2019-08-22 | 2019-11-20 | 90 | OR |  | U | 1 | N | N |  |  | 1 |  |  |  |  | Y | N | Eligible
K192297 | K112169 | [90 empty] | Medartis AG | Andrea Kiefer-Schweizer | Hochbergerstrasse 60E |  | Basel |  | CH | CH-4057 | CH-4057 | 2019-08-23 | 2019-11-08 | SESE | OR | HRS | Summary | OR |  | Traditional | N |  | APTUS Wrist Arthrodesis Plates | 2019 | 8 | 23 | 2019 | 11 | 8 | 2019-08-23 | 2019-11-08 | 77 | OR | OR | 2 |  | N | N |  | 888.303 | 1 |  |  |  |  | Y | N | Eligible
K192312 | K091566 | K120715 | [89 empty] | Zimmer GmbH | Annemie Rehor Kausch | Sulzerallee 8 |  | Winterthur |  | CH | 8404 | 8404 | 2019-08-26 | 2019-10-11 | SESE | OR | HSB | Summary | OR |  | Special | N |  | Zimmer Natural Nail System Cephalomedullary Nails | 2019 | 8 | 26 | 2019 | 10 | 11 | 2019-08-26 | 2019-10-11 | 46 | OR | OR | 2 |  | N | N |  | 888.302 | 1 |  |  |  |  | Y | N | Eligible
K192314 | K092146 | K040721 | K121049 | K141632 | [87 empty] | Globus Medical Inc. | Kelly J Baker | 2560 General Armistead Ave. |  | Audubon | PA | US | 19403 | 19403 | 2019-08-26 | 2019-10-23 | SESE | OR | KWQ | Summary | OR |  | Traditional | N |  | RESONATE Anterior Cervical Plate System | 2019 | 8 | 26 | 2019 | 10 | 23 | 2019-08-26 | 2019-10-23 | 58 | OR | OR | 2 |  | N | N |  | 888.306 | 1 |  |  |  |  | Y | N | Eligible
K192323 | K072740 | K181820 | K151235 | K163039 | K113048 | K100776 | K071264 | [84 empty] | Fusion Orthopedics, LLC | Eli Jacobson | 4135 S. Power Rd. | Suite 110 | Mesa | AZ | US | 85212 | 85212 | 2019-08-27 | 2019-11-18 | SESE | OR | HRS | Summary | OR |  | Traditional | N |  | PolyLock Small Bone Plating System | 2019 | 8 | 27 | 2019 | 11 | 18 | 2019-08-27 | 2019-11-18 | 83 | OR | OR | 2 |  | N | N |  | 888.303 | 1 |  |  |  |  | Y | N | Eligible
K192327 | K040588 | [90 empty] | Synthes (USA) Products LLC | Thomas Shea | 1301 Goshen Parkway |  | West Chester | PA | US | 19380 | 19380 | 2019-08-27 | 2019-11-07 | SESE | OR | HRS | Summary | OR |  | Special | N |  | DePuy Synthes 2.4mm LCP Straight Wrist Plate, Sterile | 2019 | 8 | 27 | 2019 | 11 | 7 | 2019-08-27 | 2019-11-07 | 72 | OR | OR | 2 |  | N | N |  | 888.303 | 1 |  |  |  |  | Y | N | Eligible
K192335 | K153296 | K133669 | [89 empty] | GS Medical Co., Ltd. | Andrea Watt | 90, Osongsaengmyeong 4-ro |  | Osong-eup, Cheongwon-gun |  | KR | 363-951 | 363-951 | 2019-08-28 | 2019-12-04 | SESE | OR | NDN | Summary | OR |  | Traditional | N |  | TRACKER Kyphoplasty System | 2019 | 8 | 28 | 2019 | 12 | 4 | 2019-08-28 | 2019-12-04 | 98 | OR | OR | 2 |  | N | N |  | 888.3027 | 1 |  |  |  |  | Y | N | Eligible
K192336 | K150231 | K191039 | K124004 | [88 empty] | Medtronic Sofamor Danek USA, INC. | Parwinder Singh | 1800 Pyramid Place |  | Memphis | TN | US | 38132 | 38132 | 2019-08-28 | 2019-11-22 | SESE | OR | OLO | Summary | NE |  | Traditional | N |  | Navigated Anterolateral Disc Prep Instruments | 2019 | 8 | 28 | 2019 | 11 | 22 | 2019-08-28 | 2019-11-22 | 86 | OR | NE | 2 |  | N | N |  | 882.456 | 1 | Stereotaxic guidance during orthopedic surgery procedures. Indicated for Orthopedic joint or spine surgery. Neurological stereotaxic instruments are classified under product code HAW. | Device consists of Camera, computer, various shaped tracking arrays, computer interface for commmunication between user and device. | User loads Computer software pre-Op to plan surgery procedure, then registers the patient anatomy during surgery to allow software to track patient anatomy, implants, and surgical tools in real time/space. | Orthopedic joints and spinal procedures where tracking of instrumentation is desired. | N | N | Eligible
K192352 | K170845 | [90 empty] | Medacta International SA | Stefano Baj | Strada Regina |  | Castel San Pietro |  | CH | ch-6874 | ch-6874 | 2019-08-29 | 2019-09-27 | SESE | OR | LZO | Summary | OR |  | Special | N |  | MiniMAX | 2019 | 8 | 29 | 2019 | 9 | 27 | 2019-08-29 | 2019-09-27 | 29 | OR | OR | 2 |  | N | N |  | 888.3353 | 1 |  |  |  |  | Y | N | Eligible
K192354 | K160697 | [90 empty] | Innovasis, Inc. | Marshall McCarthy | 614 East 3900 South |  | Salt Lake City | UT | US | 84107 | 84107 | 2019-08-29 | 2019-09-24 | SESE | OR | NKG | Summary | OR |  | Special | N |  | Innovasis Gibralt Spine System | 2019 | 8 | 29 | 2019 | 9 | 24 | 2019-08-29 | 2019-09-24 | 26 | OR | OR | 2 |  | N | N |  | 888.3075 | 1 | Posterior cervical screw systems are intended for use in fusion procedures of the cervical spine and/or craniocervical junction and/or cervicothoracic junction for: 1) spinal fractures and dislocations; 2) deformities; 3) instabilities; 4) failed previous fusions; 5) tumors; 6) inflammatory disorders; 7) spinal degeneration, 8) facet degeneration with instability; and 9) reconstruction following decompression to treat radiculopathy and/or myelopathy. These systems are also intended to stabilize the spine in the absence of fusion for a limited time period in patients with tumors involving the cervical spine in whom life expectancy is of insufficient duration to permit achievement of fusion. | Metallic plates, longitudinal members (e.g., rods) and other device-specific accessories. | Use of screws and longitudinal members (e.g., rods) to stabilization spinal segments for fusion. | Posterior cervical spine | Y | N | Eligible
K192356 | K120157 | [90 empty] | NOVASTEP | Gilles Audic | Espace Performance III- Batiment P |  | Saint-Gregoire |  | FR | 35769 | 35769 | 2019-08-29 | 2019-12-14 | SESE | OR | HRS | Summary | OR |  | Traditional | N |  | Airlock Centrolock Osteosynthesis Implant System | 2019 | 8 | 29 | 2019 | 12 | 14 | 2019-08-29 | 2019-12-14 | 107 | OR | OR | 2 |  | N | N |  | 888.303 | 1 |  |  |  |  | Y | N | Eligible
K192365 | K111596 | K173824 | K121220 | K102670 | [87 empty] | Shoulder Innovations Inc | Don Running | 13827 Port Sheldon Street |  | Holland | MI | US | 49424 | 49424 | 2019-08-30 | 2019-11-29 | SESE | OR | KWT | Summary | OR |  | Special | N |  | Shoulder Innovations Total Shoulder System | 2019 | 8 | 30 | 2019 | 11 | 29 | 2019-08-30 | 2019-11-29 | 91 | OR | OR | 2 |  | N | N |  | 888.365 | 1 |  |  |  |  | Y | N | Eligible
K192379 | K031673 | K092150 | [89 empty] | OSARTIS GmbH | Volker Stirnal | Lagerstrasse 11-15 |  | Dieburg |  | DE | 64807 | 64807 | 2019-08-30 | 2019-11-27 | SESE | OR | LOD | Summary | OR |  | Traditional | N |  | Hi-Fatigue G Bone Cement | 2019 | 8 | 30 | 2019 | 11 | 27 | 2019-08-30 | 2019-11-27 | 89 | OR | OR | 2 |  | N | N |  | 888.3027 | 1 |  |  |  |  | Y | N | Eligible
K192394 | K030902 | K091608 | [89 empty] | OSARTIS GmbH | Volker Stirnal | Lagerstrasse 11-15 |  | Dieburg |  | DE | 64807 | 64807 | 2019-09-03 | 2019-12-02 | SESE | OR | LOD | Summary | OR |  | Traditional | N |  | Hi-Fatigue Bone Cement | 2019 | 9 | 3 | 2019 | 12 | 2 | 2019-09-03 | 2019-12-02 | 90 | OR | OR | 2 |  | N | N |  | 888.3027 | 1 |  |  |  |  | Y | N | Eligible
K192396 | K130286 | K140696 | [89 empty] | Pioneer Surgical Technology, Inc. | Michael Mach | (DBA RTI Surgical Inc.) | 375 River Park Circle | Marquette | MI | US | 49855 | 49855 | 2019-09-03 | 2019-11-26 | SESE | OR | NKB | Summary | OR |  | Traditional | N |  | Streamline MIS Spinal Fixation System | 2019 | 9 | 3 | 2019 | 11 | 26 | 2019-09-03 | 2019-11-26 | 84 | OR | OR | 2 |  | N | N |  | 888.307 | 1 | Intended to provide immobilization and stabilization of spinal segments in thoracic, lumbar, and sacral spine as an adjunct to fusion. |  |  |  | Y | N | Eligible
K192403 | K041584 | [90 empty] | BONWRx Ltd | Ralph W. Carmichael | 924 Terminal Road |  | Lansing | MI | US | 48906 | 48906 | 2019-09-03 | 2019-11-08 | SESE | OR | NDN | Summary | OR |  | Traditional | N |  | VK100 Percutaneous Vertebral Augmentation System | 2019 | 9 | 3 | 2019 | 11 | 8 | 2019-09-03 | 2019-11-08 | 66 | OR | OR | 2 |  | N | N |  | 888.3027 | 1 |  |  |  |  | Y | N | Eligible
K192416 | K071535 | K130899 | K073567 | [88 empty] | Zimmer GmbH | Roberto Tommasini | Sulzerallee 8 |  | Winterthur |  | CH | 8404 | 8404 | 2019-09-04 | 2019-10-01 | SESE | OR | LZO | Summary | OR |  | Special | N |  | BIOLOX Delta Ceramic Femoral Heads, BIOLOX Option Ceramic Femoral Head System | 2019 | 9 | 4 | 2019 | 10 | 1 | 2019-09-04 | 2019-10-01 | 27 | OR | OR | 2 |  | N | N |  | 888.3353 | 1 |  |  |  |  | Y | N | Eligible
K192417 | K131311 | K131566 | [89 empty] | Jeil Medical Corporation | Sejin Ryu | 702,703,704,705,706,804,805,807,812,815-ho, 55, | Digital-ro 34-gil, Guro-gu | Seoul |  | KR | 38378 | 38378 | 2019-09-04 | 2019-11-26 | SESE | OR | HWC | Summary | OR |  | Traditional | N |  | ARIX Cannulated Screw System | 2019 | 9 | 4 | 2019 | 11 | 26 | 2019-09-04 | 2019-11-26 | 83 | OR | OR | 2 |  | N | N |  | 888.304 | 1 |  |  |  |  | Y | N | Eligible
K192428 | K161033 | [90 empty] | Cayenne Medical | Shima Hashemian | 16597 N 92nd Street |  | Scottsdale | AZ | US | 85260 | 85260 | 2019-09-05 | 2019-10-05 | SESE | OR | MBI | Summary | OR |  | Special | N |  | AFX Femoral Implant with Inserter | 2019 | 9 | 5 | 2019 | 10 | 5 | 2019-09-05 | 2019-10-05 | 30 | OR | OR | 2 |  | N | N |  | 888.304 | 1 |  |  |  |  | Y | N | Eligible
K192434 | K181397 | [90 empty] | Amplify Surgical Inc | Andy Choi | 27071 Cabot Road, Suite 118 |  | Laguna Hills | CA | US | 82653 | 82653 | 2019-09-05 | 2019-10-15 | SESE | OR | MAX | Summary | OR |  | Special | N |  | DualX Lumbar Intervertebral Body Fusion Device | 2019 | 9 | 5 | 2019 | 10 | 15 | 2019-09-05 | 2019-10-15 | 40 | OR | OR | 2 |  | N | N |  | 888.308 | 1 | Intended to stabilize spinal segment to promote fusion in order to restrict motion and decrease pain using bone graft. | hollow cylinder or rectangular box made of metal or polymer | Acts as a disc spacer and holds bone graft. | intervertebral disc space | Y | N | Eligible
K192441 | K173845 | K180768 | [89 empty] | Arthrex Inc. | Jessica L. Singelais | 1370 Creekside Boulevard |  | Naples | FL | US | 34108-5553 | 34108-5553 | 2019-09-06 | 2019-10-17 | SESE | OR | MAI | Summary | OR |  | Special | N |  | Arthrex SwiveLock Anchors | 2019 | 9 | 6 | 2019 | 10 | 17 | 2019-09-06 | 2019-10-17 | 41 | OR | OR | 2 |  | N | N |  | 888.303 | 1 |  |  |  |  | Y | N | Eligible
K192448 | K062250 | K071379 | K120174 | [88 empty] | DePuy(Ireland) | Ashley Goncalo | Loughbeg Ringaskiddy |  | Co.Cork Munster |  | IE |  |  | 2019-09-06 | 2019-10-04 | SESE | OR | PHX | Summary | OR |  | Special | N |  | Delta Xtend Revers Shoulder System | 2019 | 9 | 6 | 2019 | 10 | 4 | 2019-09-06 | 2019-10-04 | 28 | OR | OR | 2 |  | N | N |  | 888.366 | 1 | Intended to be used to relieve pain and to replace the glenoid and humeral side of the shoulder joint in order to restore mobility in a grossly rotator cuff deficient joint with severe arthropathy or a previous joint replacement with a grossly rotator cuff deficient joint. | Typically includes humeral stem, humeral socket, humeral cup, glenosphere, and glenoid baseplate with fixation screws. The humeral stem and humeral socket may be one single piece or two separate pieces locked together. The humeral cup is snap fit into the humeral socket. The humeral cup is made from UHMWPE and articulates with the glenosphere made of CoCrMo alloy, Titanium alloy, or stainless steel. The glenosphere locks to glenoid baseplate which is fixed to the glenoid bone by 2-6 screws. The glenoid baseplate has HA coating, metallic coating or no coating and may feature a central peg, central screw, central cage, or keel. | Relative to the native shoulder joint, the device moves the center of rotation medially and distally to the anatomic position which increases the length of the deltoid muscle's lever arm, allowing the same rotational moment with less applied force. | Shoulder joint | Y | N | Eligible
K192450 | K143314 | K151424 | [89 empty] | Precision Casting Solution, LLC | Jim Moore | 200031 Henrici Road |  | Oregon City | OR | US | 97045 | 97045 | 2019-09-06 | 2019-12-17 | SESE | OR | LPH | Summary | OR |  | Traditional | N |  | Precision Casting Solutions Total Hip System | 2019 | 9 | 6 | 2019 | 12 | 17 | 2019-09-06 | 2019-12-17 | 102 | OR | OR | 2 |  | N | N |  | 888.3358 | 1 |  |  |  |  | Y | N | Eligible
K192465 | K132731 | [90 empty] | Virak Orthopedics, LLC | Virak Tan | 620 Essex St |  | Harrison | NJ | US | 7029 | 7029 | 2019-09-09 | 2019-10-10 | SESE | OR | JEC | Summary | OR |  | Special | N |  | DigiFix Sterile Kit | 2019 | 9 | 9 | 2019 | 10 | 10 | 2019-09-09 | 2019-10-10 | 31 | OR | OR | 2 |  | N | N |  | 888.304 | 1 |  |  |  |  | Y | N | Eligible
K192473 | K030310 | K081546 | [89 empty] | Exsomed Corporation | Michael Zwolinski | 135 Columbia, Suite 201 |  | Aliso Viejo | CA | US | 92656 | 92656 | 2019-09-10 | 2019-12-03 | SESE | OR | HRS | Summary | OR |  | Traditional | N |  | Exsomed Wrist Plating System | 2019 | 9 | 10 | 2019 | 12 | 3 | 2019-09-10 | 2019-12-03 | 84 | OR | OR | 2 |  | N | N |  | 888.303 | 1 |  |  |  |  | Y | N | Eligible
K192494 | K160702 | K080646 | K000536 | K042544 | K082273 | K100070 | K162211 | [84 empty] | Precision Spine | Michael C. Dawson | 2050 Executive Drive |  | Pearl | MS | US | 39208 | 39208 | 2019-09-11 | 2019-10-29 | SESE | OR | KWQ | Summary | OR |  | Traditional | N |  | NexGen Anterior Cervical Plate System | 2019 | 9 | 11 | 2019 | 10 | 29 | 2019-09-11 | 2019-10-29 | 48 | OR | OR | 2 |  | N | N |  | 888.306 | 1 |  |  |  |  | Y | N | Eligible
K192504 | K183321 | K153531 | K143717 | [88 empty] | Treace Medical Concepts, Inc. | Rachel Osbeck | 203 Fort Wade Rd., Suite 150 |  | Ponte Vedra | FL | US | 32081 | 32081 | 2019-09-12 | 2019-10-30 | SESE | OR | HRS | Summary | OR |  | Special | N |  | Treace Medical Concepts (TMC) Plating System | 2019 | 9 | 12 | 2019 | 10 | 30 | 2019-09-12 | 2019-10-30 | 48 | OR | OR | 2 |  | N | N |  | 888.303 | 1 |  |  |  |  | Y | N | Eligible
K192507 | K110404 | K121037 | K130673 | K160157 | K101433 | K103431 | [85 empty] | Corentec Co., Ltd | J.S. Daniel | 12, Yeongsanhong 1-gil, Ipjang-Myeon, Seobuk Gu |  | Cheonan-si |  | KR | 31056 | 31056 | 2019-09-12 | 2019-12-11 | SESE | OR | JWH | Summary | OR |  | Traditional | N |  | LOSPA II Knee System | 2019 | 9 | 12 | 2019 | 12 | 11 | 2019-09-12 | 2019-12-11 | 90 | OR | OR | 2 |  | N | N |  | 888.356 | 1 |  |  |  |  | Y | N | Eligible
K192526 | K181596 | [90 empty] | Spine Wave, Inc. | Amy Noccioli | 3 Enterprise Drive, Suite 210 |  | Shelton | CT | US | 6484 | 6484 | 2019-09-13 | 2019-10-10 | SESE | OR | OLO | Summary | NE |  | Special | N |  | Spine Wave Navigated Instruments | 2019 | 9 | 13 | 2019 | 10 | 10 | 2019-09-13 | 2019-10-10 | 27 | OR | NE | 2 |  | N | N |  | 882.456 | 1 | Stereotaxic guidance during orthopedic surgery procedures. Indicated for Orthopedic joint or spine surgery. Neurological stereotaxic instruments are classified under product code HAW. | Device consists of Camera, computer, various shaped tracking arrays, computer interface for commmunication between user and device. | User loads Computer software pre-Op to plan surgery procedure, then registers the patient anatomy during surgery to allow software to track patient anatomy, implants, and surgical tools in real time/space. | Orthopedic joints and spinal procedures where tracking of instrumentation is desired. | N | N | Eligible
K192532 | K101823 | [90 empty] | Arthrex Inc. | Ivette Galmez | 1370 Creekside Boulevard |  | Naples | FL | US | 34108-1945 | 34108-1945 | 2019-09-16 | 2019-10-19 | SESE | OR | MAI | Summary | OR |  | Special | N |  | Arthrex SwiveLock Anchor | 2019 | 9 | 16 | 2019 | 10 | 19 | 2019-09-16 | 2019-10-19 | 33 | OR | OR | 2 |  | N | N |  | 888.303 | 1 |  |  |  |  | Y | N | Eligible
K192559 | K121297 | K182321 | [89 empty] | Waldemar Link GmbH & Co. KG | Karen Sonnenberger | Oststraße 4-10 |  | Norderstedt |  | DE | 22844 | 22844 | 2019-09-17 | 2019-12-21 | SESE | OR | LZO | Summary | OR |  | Special | N |  | Acetabular Bone Screws (for MobileLink Acetabular Cup System) | 2019 | 9 | 17 | 2019 | 12 | 21 | 2019-09-17 | 2019-12-21 | 95 | OR | OR | 2 |  | N | N |  | 888.3353 | 1 |  |  |  |  | Y | N | Eligible
K192578 | K121349 | K180257 | [89 empty] | Nextremity Solutions, Inc. | Elise Fox | 210 North Buffalo Street |  | Warsaw | IN | US | 46580 | 46580 | 2019-09-19 | 2019-12-31 | SESE | OR | HWC | Summary | OR |  | Traditional | N |  | InCore TMT System | 2019 | 9 | 19 | 2019 | 12 | 31 | 2019-09-19 | 2019-12-31 | 103 | OR | OR | 2 |  | N | N |  | 888.304 | 1 |  |  |  |  | Y | N | Eligible
K192582 | K142299 | K163491 | K150053 | [88 empty] | NuVasive, Incorporated | Jessica LeBlanc | 7475 Lusk Blvd. |  | San Diego | CA | US | 92121 | 92121 | 2019-09-19 | 2019-11-13 | SESE | OR | OVE | Summary | OR |  | Traditional | N |  | NuVasive CoRoent Small Interlock System | 2019 | 9 | 19 | 2019 | 11 | 13 | 2019-09-19 | 2019-11-13 | 55 | OR | OR | 2 |  | N | N |  | 888.308 | 1 | Intended to stabilize cervical spinal segment to promote fusion in order to restrict motion and decrease pain using bone graft with or without supplemental fixation. | Hollow cylinder or rectangular box made of metal or polymer with integrated fixation. | Acts as a disc spacer and holds bone graft; also includes some form of integrated fixation to maintain stability by direct purchase into the bony vertebral endplates. | Intervertebral disc space | Y | N | Eligible
K192592 | K190365 | [90 empty] | Extremity Medical, LLC. | Brian Smekal | 300 Interpace Parkway, Suite 410 |  | Parsippany | NJ | US | 7054 | 7054 | 2019-09-20 | 2019-11-21 | SESE | OR | HRS | Summary | OR |  | Traditional | N |  | Axis Plating System | 2019 | 9 | 20 | 2019 | 11 | 21 | 2019-09-20 | 2019-11-21 | 62 | OR | OR | 2 |  | N | N |  | 888.303 | 1 |  |  |  |  | Y | N | Eligible
K192645 | K151256 | K161037 | K140531 | [88 empty] | Nvision Biomedical Technologies, Inc. | Diana Langham | 4754 Shavano Oak, Suite 101 |  | San Antonio | TX | US | 78249 | 78249 | 2019-09-24 | 2019-12-23 | SESE | OR | PLF | Summary | OR |  | Traditional | N |  | Trigon Ti Stand-Alone Wedge Fixation System | 2019 | 9 | 24 | 2019 | 12 | 23 | 2019-09-24 | 2019-12-23 | 90 | OR | OR | 2 |  | N | N |  | 888.303 | 1 | Intended to be used with ancillary fixation for opening wedge osteotomies or fusion in the ankle, foot, proximal tibia. | Wedge with or without graft window made of metal or polymer | A wedge that may act as a spacer and/or hold bone graft in opening wedge osteotomy procedures, column lengthening, or fusion | foot, ankle, proximal tibia | Y | N | Eligible
K192675 | K063875 | K101056 | [89 empty] | Stryker GmbH | Jemin Dedania | 325 Corporate Drive |  | Mahwah | NJ | US | 7430 | 7430 | 2019-09-26 | 2019-11-22 | SESE | OR | HRS | Summary | OR |  | Traditional | N |  | VariAx Foot | 2019 | 9 | 26 | 2019 | 11 | 22 | 2019-09-26 | 2019-11-22 | 57 | OR | OR | 2 |  | N | N |  | 888.303 | 1 |  |  |  |  | Y | N | Eligible
K192678 | K173885 | [90 empty] | Genesys Spine | Chloe Lance | 1250 Capital of Texas Highway South | Building 3 Suite 600 | Austin | TX | US | 78746 | 78746 | 2019-09-26 | 2019-10-24 | SESE | OR | KWQ | Summary | OR |  | Special | N |  | Genesys Spine Binary® Lumbar Plate System | 2019 | 9 | 26 | 2019 | 10 | 24 | 2019-09-26 | 2019-10-24 | 28 | OR | OR | 2 |  | N | N |  | 888.306 | 1 |  |  |  |  | Y | N | Eligible
K192680 | K143200 | K180210 | [89 empty] | Joimax GmbH | Gary Mocnik | Amalienbadstr. 41, RaumFabrik 61 |  | Karlsruhe |  | DE | 76227 | 76227 | 2019-09-26 | 2019-12-18 | SESE | OR | NKB | Summary | OR |  | Traditional | N |  | Percusys® Plus Pedicle Screw System | 2019 | 9 | 26 | 2019 | 12 | 18 | 2019-09-26 | 2019-12-18 | 83 | OR | OR | 2 |  | N | N |  | 888.307 | 1 | Intended to provide immobilization and stabilization of spinal segments in thoracic, lumbar, and sacral spine as an adjunct to fusion. |  |  |  | Y | N | Eligible
K192718 | K190498 | K163673 | [89 empty] | Pioneer Surgical Technology, Inc., DBA RTI Surgical, Inc. | Linda Busklein | 375 River Park Circle |  | Marquette | MI | US | 49855-0627 | 49855-0627 | 2019-09-27 | 2019-12-20 | SESE | OR | MAX | Summary | OR |  | Traditional | N |  | Fortilink Interbody Fusion Device (IBF) with TETRAfuse 3D Technology | 2019 | 9 | 27 | 2019 | 12 | 20 | 2019-09-27 | 2019-12-20 | 84 | OR | OR | 2 |  | N | N |  | 888.308 | 1 | Intended to stabilize spinal segment to promote fusion in order to restrict motion and decrease pain using bone graft. | hollow cylinder or rectangular box made of metal or polymer | Acts as a disc spacer and holds bone graft. | intervertebral disc space | Y | N | Eligible
K192744 | K083442 | K142707 | K132910 | K143624 | [87 empty] | Globus Medical Inc. | Kelly J. Baker | 2560 General Armistead Ave. |  | Audubon | PA | US | 19403 | 19403 | 2019-09-30 | 2019-12-16 | SESE | OR | MRW | Summary |  |  | Traditional | N |  | CORRIDOR Fixation System | 2019 | 9 | 30 | 2019 | 12 | 16 | 2019-09-30 | 2019-12-16 | 77 | OR |  | U | 1 | N | N |  |  | 1 |  |  |  |  | Y | N | Eligible
K192745 | K100776 | K023879 | K000066 | K001720 | K011583 | K032559 | K040765 | K041533 | K050683 | K052483 | K061621 | K081071 | K112583 | K161616 | K180541 | K961413 | K962823 | K974537 | [73 empty] | Synthes (USA) Products LLC / DePuy Orthopaedics Inc | Keith Knapp | 1301 Goshen Parkway |  | West Chester | PA | US | 19380 | 19380 | 2019-09-30 | 2019-11-26 | SESE | OR | HWC | Summary | OR |  | Traditional | N |  | DePuy Synthes Trauma Screws | 2019 | 9 | 30 | 2019 | 11 | 26 | 2019-09-30 | 2019-11-26 | 57 | OR | OR | 2 |  | N | N |  | 888.304 | 1 |  |  |  |  | Y | N | Eligible
K192760 | K172123 | K163230 | K161230 | K140479 | [87 empty] | NuVasive, Incorporated | Jessica LeBlanc | 7475 Lusk Blvd. |  | San Diego | CA | US | 92121 | 92121 | 2019-09-30 | 2019-10-18 | SESE | OR | MAX | Summary | OR |  | Traditional | N |  | NuVasive Modulus XLIF Interbody System | 2019 | 9 | 30 | 2019 | 10 | 18 | 2019-09-30 | 2019-10-18 | 18 | OR | OR | 2 |  | N | N |  | 888.308 | 1 | Intended to stabilize spinal segment to promote fusion in order to restrict motion and decrease pain using bone graft. | hollow cylinder or rectangular box made of metal or polymer | Acts as a disc spacer and holds bone graft. | intervertebral disc space | Y | N | Eligible
K192768 | K131459 | [90 empty] | EiserTech, LLC | Lukas Eisermann | 9988 Hibert Street Suite 302 |  | San Diego | CA | US | 32131 | 32131 | 2019-09-30 | 2019-12-26 | SESE | OR | JDW | Summary | OR |  | Traditional | N |  | Temporary Fixation Pins | 2019 | 9 | 30 | 2019 | 12 | 26 | 2019-09-30 | 2019-12-26 | 87 | OR | OR | 2 |  | N | N |  | 888.304 | 1 |  |  |  |  | Y | N | Eligible
K192792 | K102334 | [90 empty] | TranS1 | Kristen Allen | 3804 Park Avenue |  | Wilmington | NC | US | 28403 | 28403 | 2019-09-30 | 2019-11-20 | SESE | OR | KWQ | Summary | OR |  | Traditional | N |  | TranS1 AxiaLIF Plus System | 2019 | 9 | 30 | 2019 | 11 | 20 | 2019-09-30 | 2019-11-20 | 51 | OR | OR | 2 |  | N | N |  | 888.306 | 1 |  |  |  |  | Y | N | Eligible
K192824 | K183501 | [90 empty] | Parcus Medical, LLC | Paul Vagts | 6423 Parkland Dr |  | Sarasota | FL | US | 34243 | 34243 | 2019-10-02 | 2019-11-02 | SESE | OR | MAI | Summary | OR |  | Special | N |  | Parcus Knotless AP Suture Anchors | 2019 | 10 | 2 | 2019 | 11 | 2 | 2019-10-02 | 2019-11-02 | 31 | OR | OR | 2 |  | N | N |  | 888.303 | 1 |  |  |  |  | Y | N | Eligible
K192873 | K943873 | K080158 | [89 empty] | Sonex Health, Inc. | Aaron Keenan | 11 1st Ave SW |  | Rochester | MN | US | 55902 | 55902 | 2019-10-08 | 2019-12-20 | SESE | OR | LXH | Summary | OR |  | Traditional | N |  | SX-One MicroKnife | 2019 | 10 | 8 | 2019 | 12 | 20 | 2019-10-08 | 2019-12-20 | 73 | OR | OR | 1 |  | N | N |  | 888.454 | 4 |  |  |  |  | N | N | Eligible
K192911 | K181890 | [90 empty] | K2M, Inc. | Oonagh Lahiff | 600 Hope Parkway SE |  | Leesburg | VA | US | 20175 | 20175 | 2019-10-15 | 2019-11-14 | SESE | OR | OLO | Summary | NE |  | Special | N |  | Brainlab Compatible K2M Navigation Instruments | 2019 | 10 | 15 | 2019 | 11 | 14 | 2019-10-15 | 2019-11-14 | 30 | OR | NE | 2 |  | N | N |  | 882.456 | 1 | Stereotaxic guidance during orthopedic surgery procedures. Indicated for Orthopedic joint or spine surgery. Neurological stereotaxic instruments are classified under product code HAW. | Device consists of Camera, computer, various shaped tracking arrays, computer interface for commmunication between user and device. | User loads Computer software pre-Op to plan surgery procedure, then registers the patient anatomy during surgery to allow software to track patient anatomy, implants, and surgical tools in real time/space. | Orthopedic joints and spinal procedures where tracking of instrumentation is desired. | N | N | Eligible
K192915 | K133063 | [90 empty] | Grafton Medical Alliance | James Henry | 7416 Country Line Road Suite E |  | Burr Ridge | IL | US | 60527 | 60527 | 2019-10-15 | 2019-11-13 | SESE | OR | NKB | Summary | OR |  | Special | N |  | GMA 2.0 Pedicle Screw System | 2019 | 10 | 15 | 2019 | 11 | 13 | 2019-10-15 | 2019-11-13 | 29 | OR | OR | 2 |  | N | N |  | 888.307 | 1 | Intended to provide immobilization and stabilization of spinal segments in thoracic, lumbar, and sacral spine as an adjunct to fusion. |  |  |  | Y | N | Eligible
K192919 | K192191 | K000306 | K031495 | [88 empty] | DePuy Orthopaedics, Inc. | Kathy Harris | 700 Orthopaedic Dr. |  | Warsaw | IN | US | 46582 | 46582 | 2019-10-15 | 2019-11-26 | SESE | OR | LPH | Summary | OR |  | Special | N |  | Pinnacle Duofix HA Acetabular Cup Prosthesis | 2019 | 10 | 15 | 2019 | 11 | 26 | 2019-10-15 | 2019-11-26 | 42 | OR | OR | 2 |  | N | N |  | 888.3358 | 1 |  |  |  |  | Y | N | Eligible
K192938 | K181677 | K180210 | K161363 | K152968 | K191311 | [86 empty] | Alphatec Spine, Inc. | Cynthia Adams | 5818 El Camino Real |  | Carlsbad | CA | US | 92008 | 92008 | 2019-10-18 | 2019-12-12 | SESE | OR | NKB | Summary | OR |  | Traditional | N |  | Invictus Spinal Fixation System | 2019 | 10 | 18 | 2019 | 12 | 12 | 2019-10-18 | 2019-12-12 | 55 | OR | OR | 2 |  | N | N |  | 888.307 | 1 | Intended to provide immobilization and stabilization of spinal segments in thoracic, lumbar, and sacral spine as an adjunct to fusion. |  |  |  | Y | N | Eligible
K192946 | K042992 | K070554 | K093736 | K123991 | K173960 | [86 empty] | DePuy Orthopaedics, Inc. | Kathy Harris | 700 Orthopaedic Drive |  | Warsaw | IN | US | 46582 | 46582 | 2019-10-18 | 2019-11-26 | SESE | OR | LZO | Summary | OR |  | Special | N |  | DePuy Corail AMT Hip Prosthesis | 2019 | 10 | 18 | 2019 | 11 | 26 | 2019-10-18 | 2019-11-26 | 39 | OR | OR | 2 |  | N | N |  | 888.3353 | 1 |  |  |  |  | Y | N | Eligible
K192964 | K191783 | [90 empty] | Parcus Medical, LLC | Paul Vagts | 6423 Parkland Dr |  | Sarasota | FL | US | 34243 | 34243 | 2019-10-23 | 2019-11-22 | SESE | OR | MBI | Summary | OR |  | Special | N |  | Parcus Synd-EZ SS | 2019 | 10 | 23 | 2019 | 11 | 22 | 2019-10-23 | 2019-11-22 | 30 | OR | OR | 2 |  | N | N |  | 888.304 | 1 |  |  |  |  | Y | N | Eligible
K193030 | K123392 | [90 empty] | Zimmer GmbH | Roberto Tommasini | Sulzerallee 8 |  | Winterthur |  | CH | 8404 | 8404 | 2019-10-30 | 2019-12-06 | SESE | OR | LZO | Summary | OR |  | Special | N |  | Avenir Muller Stem, Avenir Cemented Hip Stem | 2019 | 10 | 30 | 2019 | 12 | 6 | 2019-10-30 | 2019-12-06 | 37 | OR | OR | 2 |  | N | N |  | 888.3353 | 1 |  |  |  |  | Y | N | Eligible
K193040 | K172130 | [90 empty] | SeaSpine Orthopedics Corporation | Caryn Sailor | 2 Goodyear |  | Irvine | CA | US | 92618 | 92618 | 2019-10-31 | 2019-11-30 | SESE | OR | MQV | Summary | OR |  | Special | N |  | Resorbable Mesh Device | 2019 | 10 | 31 | 2019 | 11 | 30 | 2019-10-31 | 2019-11-30 | 30 | OR | OR | 2 |  | N | N |  | 888.3045 | 1 |  |  |  |  | Y | N | Eligible
K193050 | K962101 | K030373 | K033664 | K182048 | [87 empty] | Zimmer GmbH | Roberto Tommasini | Sulzerallee 8 |  | Winterthur |  | CH | 8404 | 8404 | 2019-11-01 | 2019-12-26 | SESE | OR | LZO | Summary | OR |  | Special | N |  | Alloclassic Zweymuller SL Femoral Stem, Alloclassic Zweymuller SL Offset Femoral Stem | 2019 | 11 | 1 | 2019 | 12 | 26 | 2019-11-01 | 2019-12-26 | 55 | OR | OR | 2 |  | N | N |  | 888.3353 | 1 |  |  |  |  | Y | N | Eligible
K193083 | K171595 | [90 empty] | Medacta International SA | Stefano Baj | Strada Regina |  | Castel San Pietro |  | CH | CH-6874 | CH-6874 | 2019-11-05 | 2019-12-03 | SESE | OR | OUR | Summary | OR |  | Special | N |  | M.U.S.T. Sacral Illiac Screw and Pelvic Trauma System | 2019 | 11 | 5 | 2019 | 12 | 3 | 2019-11-05 | 2019-12-03 | 28 | OR | OR | 2 |  | N | N |  | 888.304 | 1 | sacroiliac joint fusion | may be used with bone graft, should not be used with bone cement | bridges both sides of the joint, preventing motion | sacroiliac joint | Y | N | Eligible
K193135 | K191369 | [90 empty] | Think Surgical, Inc. | Meliha Mulalic | 47201 Lakeview Blvd |  | Fremont | CA | US | 94538 | 94538 | 2019-11-12 | 2019-12-11 | SESE | OR | OLO | Summary | NE |  | Special | N |  | TSolution One Total Knee Application | 2019 | 11 | 12 | 2019 | 12 | 11 | 2019-11-12 | 2019-12-11 | 29 | OR | NE | 2 |  | N | N |  | 882.456 | 1 | Stereotaxic guidance during orthopedic surgery procedures. Indicated for Orthopedic joint or spine surgery. Neurological stereotaxic instruments are classified under product code HAW. | Device consists of Camera, computer, various shaped tracking arrays, computer interface for commmunication between user and device. | User loads Computer software pre-Op to plan surgery procedure, then registers the patient anatomy during surgery to allow software to track patient anatomy, implants, and surgical tools in real time/space. | Orthopedic joints and spinal procedures where tracking of instrumentation is desired. | N | N | Eligible
K193157 | K173788 | K082810 | [89 empty] | Arthrex Inc. | Jessica L. Singelais | 1370 Creekside Boulevard |  | Naples | FL | US | 34108-1945 | 34108-1945 | 2019-11-14 | 2019-12-12 | SESE | OR | MAI | Summary | OR |  | Special | N |  | Arthrex 3.9mm Corkscrew Suture Anchor | 2019 | 11 | 14 | 2019 | 12 | 12 | 2019-11-14 | 2019-12-12 | 28 | OR | OR | 2 |  | N | N |  | 888.303 | 1 |  |  |  |  | Y | N | Eligible
K193174 | K160631 | K163386 | [89 empty] | Keos | Scott Peterson | 1824 Colonial Village Lane |  | Lancaster | PA | US | 17601 | 17601 | 2019-11-18 | 2019-12-16 | SESE | OR | MAX | Summary | OR |  | Special | N |  | Keos Lumbar IBFD | 2019 | 11 | 18 | 2019 | 12 | 16 | 2019-11-18 | 2019-12-16 | 28 | OR | OR | 2 |  | N | N |  | 888.308 | 1 | Intended to stabilize spinal segment to promote fusion in order to restrict motion and decrease pain using bone graft. | hollow cylinder or rectangular box made of metal or polymer | Acts as a disc spacer and holds bone graft. | intervertebral disc space | Y | N | Eligible
K193219 | K161516 | K081041 | K133369 | K022623 | K051971 | [86 empty] | G Surgical LLC | Donald Grafton | 9433 Bee Cave Road Building 3, Suite 101-A |  | Austin | TX | US | 78733 | 78733 | 2019-11-21 | 2019-12-17 | SESE | OR | NKB | Summary | OR |  | Special | N |  | G Surgical Marksman System | 2019 | 11 | 21 | 2019 | 12 | 17 | 2019-11-21 | 2019-12-17 | 26 | OR | OR | 2 |  | N | N |  | 888.307 | 1 | Intended to provide immobilization and stabilization of spinal segments in thoracic, lumbar, and sacral spine as an adjunct to fusion. |  |  |  | Y | N | Eligible