## Sheet1
device | predicates1 | predicates2 | predicates3 | predicates4 | predicates5 | predicates6 | predicates7 | predicates8 | predicates9 | predicates10 | predicates11 | predicates12 | predicates13 | predicates14 | predicates15 | predicates16 | predicates17 | predicates18 | predicates19 | predicates20 | predicates21 | predicates22 | predicates23 | predicates24 | predicates25 | predicates26 | predicates27 | predicates28 | predicates29 | predicates30 | predicates31 | predicates32 | predicates33 | predicates34 | predicates35 | predicates36 | predicates37 | predicates38 | predicates39 | predicates40 | predicates41 | predicates42 | predicates43 | predicates44 | predicates45 | predicates46 | predicates47 | predicates48 | predicates49 | predicates50 | predicates51 | predicates52 | predicates53 | predicates54 | predicates55 | predicates56 | predicates57 | predicates58 | predicates59 | predicates60 | predicates61 | predicates62 | predicates63 | predicates64 | predicates65 | predicates66 | predicates67 | predicates68 | predicates69 | predicates70 | predicates71 | predicates72 | predicates73 | predicates74 | predicates75 | predicates76 | predicates77 | predicates78 | predicates79 | predicates80 | predicates81 | predicates82 | predicates83 | predicates84 | predicates85 | predicates86 | predicates87 | predicates88 | predicates89 | predicates90 | predicates91 | applicant | contact | street1 | street2 | city | state | country_code | zip | postal_code | datereceived | decisiondate | decision | reviewadvisecomm | productcode | stateorsumm | classadvisecomm | sspindicator | type | thirdparty | expeditedreview | devicename | app_yr | app_mo | app_day | dec_yr | dec_mo | dec_day | app_date | dec_date | review_time | review_panel | medicalspecialty | deviceclass | unclassified_reason | gmpexemptflag | thirdpartyflag | reviewcode | regulationnumber | submission_type_id | definition | physicalstate | technicalmethod | targetarea | implant_flag | life_sustain_support_flag | summarymalfunctionreporting | _merge
K170339 | [91 empty] | DePuy Orthopaedics, Inc. | Carol S. Ming | 700 Orthopaedic Drive |  | Warsaw | IN | US | 46582 | 46582 | 2017-02-02 | 2018-04-26 | SESE | OR | LZO | Summary | OR |  | Traditional | N |  | Summit Hip System | 2017 | 2 | 2 | 2018 | 4 | 26 | 2017-02-02 | 2018-04-26 | 448 | OR | OR | 2 |  | N | N |  | 888.3353 | 1 |  |  |  |  | Y | N | Eligible | 3
K170703 | K020579 | [90 empty] | Modern Medical Equipment Manufacturing Limited | Jerry Cheung | 35-41 Tai Lin Pai Rd, Unit F | 5th Fl, Gold King Ind., Bldg., Kwai Chung, N.T. | Hong Kong |  | CN |  |  | 2017-03-08 | 2018-05-31 | SESE | OR | HRX | Summary | OR |  | Traditional | N |  | Single Use Arthroscopic Electrode (with Pencil) | 2017 | 3 | 8 | 2018 | 5 | 31 | 2017-03-08 | 2018-05-31 | 449 | OR | OR | 2 |  | N | Y |  | 888.11 | 1 | Validated reprocessing instructions and reprocessing validation data for this device type must be included in a 510(k) submission if the device is reusable and has specific design features (please refer to Table 2 of 82 FR 26807, available at https://www.gpo.gov/fdsys/pkg/FR-2017-06-09/pdf/2017-12007.pdf). |  |  |  | N | N | Ineligible | 3
K170748 | K052906 | K060704 | K101996 | K133834 | K071379 | K062250 | [85 empty] | DePuy Ireland UC | Carol Sandberg Ming | Loughbeg |  | Ringaskiddy |  | IE |  |  | 2017-03-10 | 2018-01-11 | SESE | OR | PHX | Summary | OR |  | Traditional | N |  | GLOBAL UNITE Platform Shoulder System | 2017 | 3 | 10 | 2018 | 1 | 11 | 2017-03-10 | 2018-01-11 | 307 | OR | OR | 2 |  | N | N |  | 888.366 | 1 | Intended to be used to relieve pain and to replace the glenoid and humeral side of the shoulder joint in order to restore mobility in a grossly rotator cuff deficient joint with severe arthropathy or a previous joint replacement with a grossly rotator cuff deficient joint. | Typically includes humeral stem, humeral socket, humeral cup, glenosphere, and glenoid baseplate with fixation screws. The humeral stem and humeral socket may be one single piece or two separate pieces locked together. The humeral cup is snap fit into the humeral socket. The humeral cup is made from UHMWPE and articulates with the glenosphere made of CoCrMo alloy, Titanium alloy, or stainless steel. The glenosphere locks to glenoid baseplate which is fixed to the glenoid bone by 2-6 screws. The glenoid baseplate has HA coating, metallic coating or no coating and may feature a central peg, central screw, central cage, or keel. | Relative to the native shoulder joint, the device moves the center of rotation medially and distally to the anatomic position which increases the length of the deltoid muscle's lever arm, allowing the same rotational moment with less applied force. | Shoulder joint | Y | N | Eligible | 3
K170753 | K051640 | K142649 | K150783 | K110404 | K123339 | [86 empty] | RootLoc Co., Ltd. | Jungsun Ha | #1210, 68, Digital-ro 9-gil |  | Geumcheon-gu |  | KR | 8512 | 8512 | 2017-03-13 | 2018-03-23 | SESE | OR | JWH | Summary | OR |  | Traditional | N |  | Acculoc Total Knee System | 2017 | 3 | 13 | 2018 | 3 | 23 | 2017-03-13 | 2018-03-23 | 375 | OR | OR | 2 |  | N | N |  | 888.356 | 1 |  |  |  |  | Y | N | Eligible | 3
K171151 | K071795 | K141665 | [89 empty] | SpineMED Ges.m.b.H | Andreas Bernegger | Twarochgasse 11 |  | Wien |  | AT | A-1170 | A-1170 | 2017-04-20 | 2018-04-27 | SESE | OR | MAX | Summary | OR |  | Traditional | N |  | ACRON TLIF System | 2017 | 4 | 20 | 2018 | 4 | 27 | 2017-04-20 | 2018-04-27 | 372 | OR | OR | 2 |  | N | N |  | 888.308 | 1 | Intended to stabilize spinal segment to promote fusion in order to restrict motion and decrease pain using bone graft. | hollow cylinder or rectangular box made of metal or polymer | Acts as a disc spacer and holds bone graft. | intervertebral disc space | Y | N | Eligible | 3
K171228 | K063479 | K143063 | K063497 | [88 empty] | SportWelding GmbH | Joerg Mayer | Wagistrasse 6 |  | Schlieren |  | CH | 8952 | 8952 | 2017-04-26 | 2018-01-19 | SESE | OR | MAI | Summary | OR |  | Traditional | N |  | Fiji Anchor | 2017 | 4 | 26 | 2018 | 1 | 19 | 2017-04-26 | 2018-01-19 | 268 | OR | OR | 2 |  | N | N |  | 888.303 | 1 |  |  |  |  | Y | N | Eligible | 3
K171237 | K130169 | [90 empty] | Medos International SARL | Tatyana Korsunsky | Chemin-Blanc 38 |  | Le Locle Neuchatel |  | CH | 2400 | 2400 | 2017-04-27 | 2018-01-18 | SESE | OR | HRX | Summary | OR |  | Traditional | N |  | FMS VUE II Fluid Management and Tissue Debridement System | 2017 | 4 | 27 | 2018 | 1 | 18 | 2017-04-27 | 2018-01-18 | 266 | OR | OR | 2 |  | N | Y |  | 888.11 | 1 | Validated reprocessing instructions and reprocessing validation data for this device type must be included in a 510(k) submission if the device is reusable and has specific design features (please refer to Table 2 of 82 FR 26807, available at https://www.gpo.gov/fdsys/pkg/FR-2017-06-09/pdf/2017-12007.pdf). |  |  |  | N | N | Ineligible | 3
K171273 | K072020 | K093472 | K111572 | K161840 | K953653 | K142187 | K151008 | [84 empty] | Waldemar Link Gmbh & Co. KG | Stefanie Reimers | Barkhausenweg 10 |  | Hamburg |  | DE | 22339 | 22339 | 2017-05-01 | 2018-01-19 | SESE | OR | MEH | Summary | OR |  | Traditional | N |  | LINK® BiMobile(TM) Dual Mobility System | 2017 | 5 | 1 | 2018 | 1 | 19 | 2017-05-01 | 2018-01-19 | 263 | OR | OR | 2 |  | N | N |  | 888.3353 | 1 |  |  |  |  | Y | N | Eligible | 3
K171312 | K161485 | K140280 | K160874 | P960025 | K160125 | [86 empty] | Nanovis LLC | Matthew Hedrick | 5865 East State Rd. 14 |  | Columbia City | IN | US | 46725 | 46725 | 2017-05-04 | 2018-01-22 | SESE | OR | MAX | Summary | OR |  | Traditional | N |  | FortiCore® | 2017 | 5 | 4 | 2018 | 1 | 22 | 2017-05-04 | 2018-01-22 | 263 | OR | OR | 2 |  | N | N |  | 888.308 | 1 | Intended to stabilize spinal segment to promote fusion in order to restrict motion and decrease pain using bone graft. | hollow cylinder or rectangular box made of metal or polymer | Acts as a disc spacer and holds bone graft. | intervertebral disc space | Y | N | Eligible | 3
K171320 | K143331 | K083654 | K121672 | K120717 | K082625 | K121601 | K120854 | K110125 | K102694 | K953644 | K061753 | K070946 | K031573 | K020401 | K112583 | K000682 | K071264 | K092609 | K021932 | [72 empty] | Meril Healthcare Pvt. Ltd. | Umesh Sharma | First Floor, H1-H3, Meril Park, | Survey No. 135/2/B & 174/2, | Muktanand Marg, Chala, Vapi |  | IN | 396191 | 396191 | 2017-05-04 | 2018-03-08 | SESE | OR | HRS | Summary | OR |  | Traditional | N |  | ARMAR / ARTIS Small Fragment and Calcaneal Plates & MBOSS / FIXION Screws, ARMAR/ ARTIS Humerus and Olecranon Plates & MBOSS/FIXION Screws, ARMAR / ARTIS Tibia and Buttress Plates & MBOSS/FIXION Screws, ARMAR / ARTIS 2.4mm Plates & MBOSS/FIXION Screws, ARMAR/ ARTISClavical Hook Plate & MBOSS/FIXION | 2017 | 5 | 4 | 2018 | 3 | 8 | 2017-05-04 | 2018-03-08 | 308 | OR | OR | 2 |  | N | N |  | 888.303 | 1 |  |  |  |  | Y | N | Eligible | 3
K171372 | K152289 | K102998 | K912936 | K103408 | [87 empty] | Newclip Technics | Gaelle Lussori | PA de la Lande Saint Martin - 45 rue des Garottieres |  | Haute-Goulaine |  | FR | 44 115 | 44 115 | 2017-05-10 | 2018-01-04 | SESE | OR | HRS | Summary | OR |  | Special | N |  | Alians Elbow Locking Plating System | 2017 | 5 | 10 | 2018 | 1 | 4 | 2017-05-10 | 2018-01-04 | 239 | OR | OR | 2 |  | N | N |  | 888.303 | 1 |  |  |  |  | Y | N | Eligible | 3
K171421 | K131802 | K092287 | [89 empty] | Silony Medical GmbH | Bircan Yilmaz | Leinfelder StraBe 60 |  | Leinfelden-Echterdingen |  | DE | 70771 | 70771 | 2017-05-15 | 2018-01-10 | SESE | OR | NKB | Summary | OR |  | Traditional | N |  | VERTICALE® Posterior Spinal Fixation System/VERTICALE® System | 2017 | 5 | 15 | 2018 | 1 | 10 | 2017-05-15 | 2018-01-10 | 240 | OR | OR | 2 |  | N | N |  | 888.307 | 1 | Intended to provide immobilization and stabilization of spinal segments in thoracic, lumbar, and sacral spine as an adjunct to fusion. |  |  |  | Y | N | Eligible | 3
K171495 | K143258 | K162262 | K153695 | [88 empty] | Zimmer Biomet Spine Inc. | Megan Fessenden | 10225 Westmoor Drive |  | Westminster | CO | US | 80021 | 80021 | 2017-05-22 | 2018-02-12 | SESE | OR | MAX | Summary | OR |  | Traditional | N |  | Zyston Strut Open Titanium Spacer System | 2017 | 5 | 22 | 2018 | 2 | 12 | 2017-05-22 | 2018-02-12 | 266 | OR | OR | 2 |  | N | N |  | 888.308 | 1 | Intended to stabilize spinal segment to promote fusion in order to restrict motion and decrease pain using bone graft. | hollow cylinder or rectangular box made of metal or polymer | Acts as a disc spacer and holds bone graft. | intervertebral disc space | Y | N | Eligible | 3
K171556 | [91 empty] | K2M | Nancy Giezen | 600 Hope Parkway SE |  | Leesburge | VA | US | 20175 | 20175 | 2017-05-30 | 2018-01-16 | SESE | OR | OLO | Summary | NE |  | Traditional | N |  | K2M Navigation Instruments | 2017 | 5 | 30 | 2018 | 1 | 16 | 2017-05-30 | 2018-01-16 | 231 | OR | NE | 2 |  | N | N |  | 882.456 | 1 | Stereotaxic guidance during orthopedic surgery procedures. Indicated for Orthopedic joint or spine surgery. Neurological stereotaxic instruments are classified under product code HAW. | Device consists of Camera, computer, various shaped tracking arrays, computer interface for commmunication between user and device. | User loads Computer software pre-Op to plan surgery procedure, then registers the patient anatomy during surgery to allow software to track patient anatomy, implants, and surgical tools in real time/space. | Orthopedic joints and spinal procedures where tracking of instrumentation is desired. | N | N | Eligible | 3
K171568 | K103784 | K113728 | [89 empty] | Hans Biomed Corporation | Lucy Choi | 64, Yuseong-daero 1628 beon-gil | Yuseong-gu | Daejeon |  | KR | 34054 | 34054 | 2017-05-30 | 2018-02-22 | SESE | OR | MQV | Summary | OR |  | Traditional | N |  | SurFuse Gel, SurFuse Putty, ExFuse Gel, ExFuse Putty | 2017 | 5 | 30 | 2018 | 2 | 22 | 2017-05-30 | 2018-02-22 | 268 | OR | OR | 2 |  | N | N |  | 888.3045 | 1 |  |  |  |  | Y | N | Eligible | 3
K171624 | K051567 | K133246 | [89 empty] | Stuckenbrock Medizintechnik GmbH | Fabian Stuckenbrock | Lessingstraße 50 |  | Tuttlingen |  | DE | 78532 | 78532 | 2017-06-02 | 2018-03-29 | SESE | OR | HRS | Summary | OR |  | Traditional | N |  | IXOS Radius Plate System | 2017 | 6 | 2 | 2018 | 3 | 29 | 2017-06-02 | 2018-03-29 | 300 | OR | OR | 2 |  | N | N |  | 888.303 | 1 |  |  |  |  | Y | N | Eligible | 3
K171628 | K030302 | K021556 | K050636 | [88 empty] | Stuckenbrock Medizintechnik GmbH | Fabian Stuckenbrock | Lessingstraße 50 |  | Tuttlingen |  | DE | d-78532 | d-78532 | 2017-06-02 | 2018-01-12 | SESE | OR | HWC | Summary | OR |  | Traditional | N |  | HBS2 Headless Bone Screw | 2017 | 6 | 2 | 2018 | 1 | 12 | 2017-06-02 | 2018-01-12 | 224 | OR | OR | 2 |  | N | N |  | 888.304 | 1 |  |  |  |  | Y | N | Eligible | 3
K171629 | K090401 | K110949 | [89 empty] | ACRO Biomedical Co., Ltd. | Dar-Jen Hsieh | 3F., No.57, Luke 2nd Rd., | Lujhu Dist. | Kaohsiung City |  | TW | 82151 | 82151 | 2017-06-02 | 2018-02-01 | SESE | OR | MQV | Summary | OR |  | Traditional | N |  | ABCcolla Bone Graft | 2017 | 6 | 2 | 2018 | 2 | 1 | 2017-06-02 | 2018-02-01 | 244 | OR | OR | 2 |  | N | N |  | 888.3045 | 1 |  |  |  |  | Y | N | Eligible | 3
K171690 | K151235 | K991151 | K991197 | K151021 | [87 empty] | Trident Orthopedics | Al Austin | 212 Copperwood Court |  | Millersville | MD | US | 21108 | 21108 | 2017-06-07 | 2018-05-08 | SESE | OR | HRS | Summary | OR |  | Traditional | N |  | Trident Extremity Fixation System | 2017 | 6 | 7 | 2018 | 5 | 8 | 2017-06-07 | 2018-05-08 | 335 | OR | OR | 2 |  | N | N |  | 888.303 | 1 |  |  |  |  | Y | N | Eligible | 3
K171703 | K090107 | K043248 | K142727 | [88 empty] | Panther Orthopedics, Inc. | Kathryn Stecco | 5279 Apennines Circle |  | San Jose | CA | US | 95138 | 95138 | 2017-06-08 | 2018-03-01 | SESE | OR | HTN | Summary | OR |  | Traditional | N |  | PUMA System | 2017 | 6 | 8 | 2018 | 3 | 1 | 2017-06-08 | 2018-03-01 | 266 | OR | OR | 2 |  | N | N |  | 888.303 | 1 |  |  |  |  | Y | N | Eligible | 3
K171715 | K131459 | K150394 | [89 empty] | Paragon 28 | Frank S. Bono | 4B Inverness Ct. E., STE 280 |  | Englewood | CO | US | 80112 | 80112 | 2017-06-09 | 2018-03-05 | SESE | OR | HTY | Summary | OR |  | Traditional | N |  | HammerTube System | 2017 | 6 | 9 | 2018 | 3 | 5 | 2017-06-09 | 2018-03-05 | 269 | OR | OR | 2 |  | N | N |  | 888.304 | 1 |  |  |  |  | Y | N | Eligible | 3
K171789 | K112193 | K142778 | K162068 | K132285 | K052906 | K120740 | K150463 | K150471 | K093599 | [82 empty] | Fournitures Hospitalieres Industrie | Patricia Donnard | ZI de Kernevez - 6 rue Nobel |  | Quimper |  | FR | 29000 | 29000 | 2017-06-15 | 2018-01-23 | SESE | OR | PHX | Summary | OR |  | Traditional | N |  | ARROW Reverse Porous Glenoid | 2017 | 6 | 15 | 2018 | 1 | 23 | 2017-06-15 | 2018-01-23 | 222 | OR | OR | 2 |  | N | N |  | 888.366 | 1 | Intended to be used to relieve pain and to replace the glenoid and humeral side of the shoulder joint in order to restore mobility in a grossly rotator cuff deficient joint with severe arthropathy or a previous joint replacement with a grossly rotator cuff deficient joint. | Typically includes humeral stem, humeral socket, humeral cup, glenosphere, and glenoid baseplate with fixation screws. The humeral stem and humeral socket may be one single piece or two separate pieces locked together. The humeral cup is snap fit into the humeral socket. The humeral cup is made from UHMWPE and articulates with the glenosphere made of CoCrMo alloy, Titanium alloy, or stainless steel. The glenosphere locks to glenoid baseplate which is fixed to the glenoid bone by 2-6 screws. The glenoid baseplate has HA coating, metallic coating or no coating and may feature a central peg, central screw, central cage, or keel. | Relative to the native shoulder joint, the device moves the center of rotation medially and distally to the anatomic position which increases the length of the deltoid muscle's lever arm, allowing the same rotational moment with less applied force. | Shoulder joint | Y | N | Eligible | 3
K171797 | K153042 | K100265 | K052292 | K050451 | [87 empty] | Spineart | Franck Pennesi | 3 chemin du pre Fleuri |  | Plan Les Ouates |  | CH | 1228 | 1228 | 2017-06-16 | 2018-02-26 | SESE | OR | KWQ | Summary | OR |  | Traditional | N |  | TRYPTIK2 C-Plate Anterior Cervical Plate System | 2017 | 6 | 16 | 2018 | 2 | 26 | 2017-06-16 | 2018-02-26 | 255 | OR | OR | 2 |  | N | N |  | 888.306 | 1 |  |  |  |  | Y | N | Eligible | 3
K171808 | K123241 | K141478 | K151732 | K141735 | K132898 | K030198 | K020401 | K061753 | K090047 | [82 empty] | TDM Co. Ltd. | Babu Periasamy | #F105-1.101-104, Sangsan-dong, 333 | Cheonmdangwagi-ro, Buk-gu | Gwangju |  | KR | 61008 | 61008 | 2017-06-19 | 2018-03-15 | SESE | OR | HRS | Summary | OR |  | Traditional | N |  | TDM Plate and Screw System | 2017 | 6 | 19 | 2018 | 3 | 15 | 2017-06-19 | 2018-03-15 | 269 | OR | OR | 2 |  | N | N |  | 888.303 | 1 |  |  |  |  | Y | N | Eligible | 3
K171841 | K020345 | K071032 | K083435 | K103466 | K120044 | K130129 | K130675 | K131633 | K142863 | K151527 | K153115 | K161108 | K161782 | K173271 | [77 empty] | Arthrex Inc. | David L. Rogers | 1370 Creekside Boulevard |  | Naples | FL | US | 34108-1945 | 34108-1945 | 2017-06-20 | 2018-03-29 | SESE | OR | KWS | Summary | OR |  | Traditional | N |  | Arthrex Shoulder System | 2017 | 6 | 20 | 2018 | 3 | 29 | 2017-06-20 | 2018-03-29 | 282 | OR | OR | 2 |  | N | N |  | 888.366 | 1 |  |  |  |  | Y | N | Eligible | 3
K171863 | K915800 | [90 empty] | Anjon Holdings, LLC | Tommy Mitchell | 4801 Dawin Rd |  | Jacksonville | FL | US | 32207 | 32207 | 2017-06-22 | 2018-03-19 | SESE | OR | JEC | Summary | OR |  | Traditional | N |  | Anjon Bremer Halo System | 2017 | 6 | 22 | 2018 | 3 | 19 | 2017-06-22 | 2018-03-19 | 270 | OR | OR | 2 |  | N | N |  | 888.304 | 1 |  |  |  |  | Y | N | Eligible | 3
K171904 | K072562 | K062564 | K023802 | K011978 | K013248 | K063049 | K090047 | [84 empty] | Microware Precision Co., Ltd. | Harrison Du | No. 12, Keyuan 2nd Rd., | Situn District | Taichung |  | TW | 407630 | 407630 | 2017-06-26 | 2018-09-18 | SESE | OR | HRS | Summary | OR |  | Traditional | N |  | Tandry Locking Plate System | 2017 | 6 | 26 | 2018 | 9 | 18 | 2017-06-26 | 2018-09-18 | 449 | OR | OR | 2 |  | N | N |  | 888.303 | 1 |  |  |  |  | Y | N | Eligible | 3
K171966 | K103721 | K122641 | K132879 | K100391 | [87 empty] | Medacta International SA | Stefano Baj | Strada Regina |  | Castel San Pietro |  | CH | CH-6874 | CH-6874 | 2017-06-30 | 2018-03-27 | SESE | OR | LPH | Summary | OR |  | Traditional | N |  | Mpact® 3D Metal Implants and Augments 3D Metal | 2017 | 6 | 30 | 2018 | 3 | 27 | 2017-06-30 | 2018-03-27 | 270 | OR | OR | 2 |  | N | N |  | 888.3358 | 1 |  |  |  |  | Y | N | Eligible | 3
K172105 | K080411 | K151116 | K153400 | K151665 | K120368 | [86 empty] | Life Spine Inc. | Randy Lewis | 13951 S Quality Drive |  | Huntley | IL | US | 60142 | 60142 | 2017-07-12 | 2018-02-02 | SESE | OR | MAX | Summary | OR |  | Traditional | N |  | The Plateau-LO Spacer System | 2017 | 7 | 12 | 2018 | 2 | 2 | 2017-07-12 | 2018-02-02 | 205 | OR | OR | 2 |  | N | N |  | 888.308 | 1 | Intended to stabilize spinal segment to promote fusion in order to restrict motion and decrease pain using bone graft. | hollow cylinder or rectangular box made of metal or polymer | Acts as a disc spacer and holds bone graft. | intervertebral disc space | Y | N | Eligible | 3
K172115 | K153442 | K070106 | K162921 | K153428 | [87 empty] | Orthofix Inc. | Jacki Koch | 3451 Plano Parkway |  | Lewisville | TX | US | 75056 | 75056 | 2017-07-13 | 2018-03-08 | SESE | OR | OLO | Summary | NE |  | Special | N |  | Navigated Instrument System | 2017 | 7 | 13 | 2018 | 3 | 8 | 2017-07-13 | 2018-03-08 | 238 | OR | NE | 2 |  | N | N |  | 882.456 | 1 | Stereotaxic guidance during orthopedic surgery procedures. Indicated for Orthopedic joint or spine surgery. Neurological stereotaxic instruments are classified under product code HAW. | Device consists of Camera, computer, various shaped tracking arrays, computer interface for commmunication between user and device. | User loads Computer software pre-Op to plan surgery procedure, then registers the patient anatomy during surgery to allow software to track patient anatomy, implants, and surgical tools in real time/space. | Orthopedic joints and spinal procedures where tracking of instrumentation is desired. | N | N | Eligible | 3
K172116 | K130430 | K123942 | K123771 | K093419 | [87 empty] | Stryker Corporation | Kristi Ashton | 4100 E. Milham Avenue |  | Kalamazoo | MI | US | 49001 | 49001 | 2017-07-13 | 2018-01-25 | SESE | OR | HRX | Summary | OR |  | Traditional | N |  | Stryker iVAS Elite Inflatable Vertebral Augmentation System (Stryker iVAS Elite Balloon Catheter) | 2017 | 7 | 13 | 2018 | 1 | 25 | 2017-07-13 | 2018-01-25 | 196 | OR | OR | 2 |  | N | Y |  | 888.11 | 1 | Validated reprocessing instructions and reprocessing validation data for this device type must be included in a 510(k) submission if the device is reusable and has specific design features (please refer to Table 2 of 82 FR 26807, available at https://www.gpo.gov/fdsys/pkg/FR-2017-06-09/pdf/2017-12007.pdf). |  |  |  | N | N | Ineligible | 3
K172148 | K083477 | [90 empty] | Stryker GmbH | Jackie Perri | 325 Corporate Drive |  | Mahwah | NJ | US | 7430 | 7430 | 2017-07-17 | 2018-03-19 | SESE | OR | HRS | Summary | OR |  | Traditional | N |  | Anchorage Bone Plating System | 2017 | 7 | 17 | 2018 | 3 | 19 | 2017-07-17 | 2018-03-19 | 245 | OR | OR | 2 |  | N | N |  | 888.303 | 1 |  |  |  |  | Y | N | Eligible | 3
K172166 | K143628 | K143375 | K140454 | K143446 | [87 empty] | Astura Medical | Troy Taylor | 3186 Lionshead Avenue | Suite 100 | Carlsbad | CA | US | 92010 | 92010 | 2017-07-18 | 2018-04-27 | SESE | OR | OLO | Summary | NE |  | Traditional | N |  | OLYMPIC Navigated Instruments | 2017 | 7 | 18 | 2018 | 4 | 27 | 2017-07-18 | 2018-04-27 | 283 | OR | NE | 2 |  | N | N |  | 882.456 | 1 | Stereotaxic guidance during orthopedic surgery procedures. Indicated for Orthopedic joint or spine surgery. Neurological stereotaxic instruments are classified under product code HAW. | Device consists of Camera, computer, various shaped tracking arrays, computer interface for commmunication between user and device. | User loads Computer software pre-Op to plan surgery procedure, then registers the patient anatomy during surgery to allow software to track patient anatomy, implants, and surgical tools in real time/space. | Orthopedic joints and spinal procedures where tracking of instrumentation is desired. | N | N | Eligible | 3
K172183 | K093442 | [90 empty] | Orthofix Srl | Gianluca Ricadona | Via Delle Nazioni 9 |  | Bussolengo |  | IT | 37012 | 37012 | 2017-07-19 | 2018-01-09 | SESE | OR | OBT | Summary | OR |  | Traditional | N |  | Guided Growth Plate System Plus | 2017 | 7 | 19 | 2018 | 1 | 9 | 2017-07-19 | 2018-01-09 | 174 | OR | OR | 2 |  | N | N |  | 888.303 | 1 | Intended to redirect the angle of growth of long bone(s) only in pediatric patients. Indicated for temporary or permanent epiphysiodesis. For gradually correcting angular deformities of long bones in pediatric patients with an open physis. Specific conditions/diseases for which the device will be indicated include valgus, varus, or flexion extension deformities of the knee (femur and/or tibia); valgus, varus or plantar flexion deformities of the ankle, valgus or varus deformities of the elbow, as well as radial or ulnar deviation, flexion or extension deformities of the wrist (radius). The device may be removed when growth has equalized or the growth plate has fused. | Metallic bone fixation appliances and accessories | Mechanical bone fixation | Long bone growth plates only. Spinal indications require additional testing, labeling and an different product code. | Y | Y | Eligible | 3
K172189 | K133166 | K033878 | K032097 | K010801 | K162507 | [86 empty] | Truemed Group LLC | Nina Galeana Rodriguez | 2002 Timberloch Place Suite 200 |  | The Woodlands | TX | US | 77380 | 77380 | 2017-07-20 | 2018-01-16 | SESE | OR | HSB | Summary | OR |  | Traditional | N |  | Ins Hilden Humeral Arzzt, Ins Hilden Cannulated Tibial Arzzt, Ins Hilden Femoral Arzzt & Ins Hilden Retrograde Femoral Arzzt | 2017 | 7 | 20 | 2018 | 1 | 16 | 2017-07-20 | 2018-01-16 | 180 | OR | OR | 2 |  | N | N |  | 888.302 | 1 |  |  |  |  | Y | N | Eligible | 3
K172205 | K161587 | K121277 | K140358 | [88 empty] | ExoToe LLC | Avi Roop | Po Box 548 |  | Grimes | IA | US | 50111 | 50111 | 2017-07-21 | 2018-01-11 | SESE | OR | JDR | Summary | OR |  | Traditional | N |  | ExoToe Staple | 2017 | 7 | 21 | 2018 | 1 | 11 | 2017-07-21 | 2018-01-11 | 174 | OR | OR | 2 |  | N | N |  | 888.303 | 1 |  |  |  |  | Y | N | Eligible | 3
K172206 | K110348 | K922952 | [89 empty] | Cousin Biotech S.A.S. | Mathilde Collet | 8 Rue De L'abbe Bonpain |  | Wervicq-Sud |  | FR | 59117 | 59117 | 2017-07-21 | 2018-04-10 | SESE | OR | OWI | Summary | OR |  | Traditional | N |  | NAJA Ligament Correction System | 2017 | 7 | 21 | 2018 | 4 | 10 | 2017-07-21 | 2018-04-10 | 263 | OR | OR | 2 |  | N | N |  | 888.301 | 1 | Acts as a bone anchor for temporary stabilization, or used in conjunction with other medical implants of similar metals when wiring is needed, during development of a spinal fusion. | metallic wire, polyester bands | Wrapped around a portion of the sublaminar, posterior spine for temporary stabilization during spinal fusion procedures. May be used in conjunction with other medical implants made of similar metals whenever wiring" may help secure the attachment of other implants.¦sublaminar, posterior spine¦Y¦N¦Eligible |  |  |  |  | 3
K172212 | K121569 | K162682 | [89 empty] | CTL Medical Corporation | Tosan Onosode | 4550 Excel Parkway, Suite 300 |  | Addison | TX | US | 75001 | 75001 | 2017-07-24 | 2018-01-09 | SESE | OR | ODP | Summary | OR |  | Traditional | N |  | MATISSE Anterior Cervical Interbody Fusion Cage System, Ti-PEEK | 2017 | 7 | 24 | 2018 | 1 | 9 | 2017-07-24 | 2018-01-09 | 169 | OR | OR | 2 |  | N | N |  | 888.308 | 1 | Intended to stabilize cervical spinal segment to promote fusion in order to restrict motion and decrease pain using bone graft. | Hollow cylinder or rectangular box made of metal or polymer. | Acts as a disc spacer and holds bone graft. | Intervertebral disc space. | Y | N | Eligible | 3
K172235 | K150062 | K140915 | K092143 | K090299 | K081973 | K082991 | K062684 | K061699 | K061344 | K060918 | K060437 | K042344 | [79 empty] | Aesculap Implants Systems, LLC | Paul Amudala | 3773 Corporate Parkway |  | Center Valley | PA | US | 18034 | 18034 | 2017-07-25 | 2018-03-28 | SESE | OR | LZO | Summary | OR |  | Traditional | N |  | CoreHip® System | 2017 | 7 | 25 | 2018 | 3 | 28 | 2017-07-25 | 2018-03-28 | 246 | OR | OR | 2 |  | N | N |  | 888.3353 | 1 |  |  |  |  | Y | N | Eligible | 3
K172237 | K110949 | K032268 | [89 empty] | Wiltrom Corporation Limited | Yi-Chun Su | 1F., No. 26, Sec. 2, Shengyi Rd. |  | Zhubei City |  | TW | 30261 | 30261 | 2017-07-25 | 2018-02-02 | SESE | OR | MQV | Summary | OR |  | Traditional | N |  | Bicera Resorbable Bone Substitute | 2017 | 7 | 25 | 2018 | 2 | 2 | 2017-07-25 | 2018-02-02 | 192 | OR | OR | 2 |  | N | N |  | 888.3045 | 1 |  |  |  |  | Y | N | Eligible | 3
K172267 | K111690 | [90 empty] | Tianjin Zhengtian Medical Instrument Co.,Ltd. | Ou Changli | No. 318, Jingyi Road, Airport Economic Zone |  | Tianjin |  | CN | 300308 | 300308 | 2017-07-27 | 2018-03-06 | SESE | OR | NKB | Summary | OR |  | Traditional | N |  | IRENE Thoracolumbar Fixation System | 2017 | 7 | 27 | 2018 | 3 | 6 | 2017-07-27 | 2018-03-06 | 222 | OR | OR | 2 |  | N | N |  | 888.307 | 1 | Intended to provide immobilization and stabilization of spinal segments in thoracic, lumbar, and sacral spine as an adjunct to fusion. |  |  |  | Y | N | Eligible | 3
K172269 | K152604 | K042168 | K162618 | K160879 | K110280 | K171938 | [85 empty] | Globus Medical, Inc. | Kelly J. Baker | 2560 General Armistead Ave. |  | Audubon | PA | US | 19403 | 19403 | 2017-07-28 | 2018-03-27 | SESE | OR | PML | Summary | OR |  | Traditional | N |  | FORTRESS Radiopaque Bone Cement (FORTRESS and FORTRESS-Plus), CREO® Fenestrated Screw System, REVLOK® Fenestrated Screw System | 2017 | 7 | 28 | 2018 | 3 | 27 | 2017-07-28 | 2018-03-27 | 242 | OR | OR | 2 |  | N | N |  | 888.3027 | 1 | The device is intended to augment the fixation of screws in a posterior spinal system construct. | Viscous, polymethylmethacrylate material that set hardens over time. | The device is placed within the prepared bone canal for placement of the posterior screw, and can be delivered through the screw cannulation and fenestrations. | Prepared bone canal in the posterior spine for placement of a screw. | Y | N | Eligible | 3
K172294 | K130185 | K152062 | [89 empty] | 4Web, Inc. | Jessee Hunt | 2801 Network Blvd. | Suite 620 | Frisco | TX | US | 75034 | 75034 | 2017-07-31 | 2018-02-22 | SESE | OR | HRS | Summary | OR |  | Traditional | N |  | Osteotomy Truss System (OTS) | 2017 | 7 | 31 | 2018 | 2 | 22 | 2017-07-31 | 2018-02-22 | 206 | OR | OR | 2 |  | N | N |  | 888.303 | 1 |  |  |  |  | Y | N | Eligible | 3
K172320 | K120275 | K150765 | K121103 | K113559 | K090064 | [86 empty] | NeuroStructures, Inc. | Kathleen Wong | 16 Technology Drive | Suite 165 | Irvine | CA | US | 92618 | 92618 | 2017-08-01 | 2018-02-26 | SESE | OR | ODP | Summary | OR |  | Traditional | N |  | Neurostructures Cavetto® Cervical Cage System | 2017 | 8 | 1 | 2018 | 2 | 26 | 2017-08-01 | 2018-02-26 | 209 | OR | OR | 2 |  | N | N |  | 888.308 | 1 | Intended to stabilize cervical spinal segment to promote fusion in order to restrict motion and decrease pain using bone graft. | Hollow cylinder or rectangular box made of metal or polymer. | Acts as a disc spacer and holds bone graft. | Intervertebral disc space. | Y | N | Eligible | 3
K172336 | K082358 | K130708 | K170282 | [88 empty] | Smith & Nephew, Inc. | Brad Sheals | 7135 Goodlett Farms Parkway |  | Cordova | TN | US | 38016 | 38016 | 2017-08-02 | 2018-01-10 | SESE | OR | JWH | Summary | OR |  | Special | N |  | Smith & Nephew Patient Matched Cutting Blocks | 2017 | 8 | 2 | 2018 | 1 | 10 | 2017-08-02 | 2018-01-10 | 161 | OR | OR | 2 |  | N | N |  | 888.356 | 1 |  |  |  |  | Y | N | Eligible | 3
K172371 | K142863 | K053274 | [89 empty] | Arthrex, Inc. | Courtney Smith | 1370 Creekside Boulevard |  | Naples | FL | US | 34108-1945 | 34108-1945 | 2017-08-07 | 2018-03-22 | SESE | OR | PHX | Summary | OR |  | Traditional | N |  | Arthrex UNIVERS REVERS COATED BASEPLATE | 2017 | 8 | 7 | 2018 | 3 | 22 | 2017-08-07 | 2018-03-22 | 227 | OR | OR | 2 |  | N | N |  | 888.366 | 1 | Intended to be used to relieve pain and to replace the glenoid and humeral side of the shoulder joint in order to restore mobility in a grossly rotator cuff deficient joint with severe arthropathy or a previous joint replacement with a grossly rotator cuff deficient joint. | Typically includes humeral stem, humeral socket, humeral cup, glenosphere, and glenoid baseplate with fixation screws. The humeral stem and humeral socket may be one single piece or two separate pieces locked together. The humeral cup is snap fit into the humeral socket. The humeral cup is made from UHMWPE and articulates with the glenosphere made of CoCrMo alloy, Titanium alloy, or stainless steel. The glenosphere locks to glenoid baseplate which is fixed to the glenoid bone by 2-6 screws. The glenoid baseplate has HA coating, metallic coating or no coating and may feature a central peg, central screw, central cage, or keel. | Relative to the native shoulder joint, the device moves the center of rotation medially and distally to the anatomic position which increases the length of the deltoid muscle's lever arm, allowing the same rotational moment with less applied force. | Shoulder joint | Y | N | Eligible | 3
K172438 | K031428 | K052605 | K160972 | K093550 | K122284 | K061493 | K040258 | [84 empty] | Globus Medical Inc. | Kelly J. Baker | 2560 General Armistead Ave. |  | Audubon | PA | US | 19403 | 19403 | 2017-08-11 | 2018-01-12 | SESE | OR | KTT | Summary | OR |  | Traditional | N |  | ARBOR External Fixation System | 2017 | 8 | 11 | 2018 | 1 | 12 | 2017-08-11 | 2018-01-12 | 154 | OR | OR | 2 |  | N | N |  | 888.303 | 1 |  |  |  |  | Y | N | Eligible | 3
K172456 | K112898 | K141395 | K110598 | K113254 | K133349 | K161120 | K163397 | K091508 | K080642 | K113121 | K161742 | K161863 | [79 empty] | LimaCorporate S.p.A. | Michela Zanotto | Via Nazionale, 52 | 33038 Villanova di San Daniele | Udine |  | IT |  |  | 2017-08-14 | 2018-01-04 | SESE | OR | LPH | Summary | OR |  | Special | N |  | Bone Screws 6.5mm | 2017 | 8 | 14 | 2018 | 1 | 4 | 2017-08-14 | 2018-01-04 | 143 | OR | OR | 2 |  | N | N |  | 888.3358 | 1 |  |  |  |  | Y | N | Eligible | 3
K172464 | K132848 | K100410 | [89 empty] | Morley Research Consortium | Suzan Davis | Four Concourse Parkway Suite 215 |  | Atlanta | GA | US | 30328 | 30328 | 2017-08-14 | 2018-04-24 | SESE | OR | JDX | Summary | OR |  | Traditional | N |  | XD880A Ultrasonic Osteotomy Surgical System | 2017 | 8 | 14 | 2018 | 4 | 24 | 2017-08-14 | 2018-04-24 | 253 | OR | OR | 2 |  | N | N |  | 888.458 | 4 |  |  |  |  | N | N | Eligible | 3
K172480 | K122588 | K080588 | K100305 | K111792 | K092193 | K093669 | K112095 | K111119 | [83 empty] | icotec ag | Valeria Consiero | Industriestrasse 12 |  | 9450 Altstaetten |  | CH |  |  | 2017-08-16 | 2018-05-17 | SESE | OR | ODP | Summary | OR |  | Traditional | N |  | icotec Interbody Cage System | 2017 | 8 | 16 | 2018 | 5 | 17 | 2017-08-16 | 2018-05-17 | 274 | OR | OR | 2 |  | N | N |  | 888.308 | 1 | Intended to stabilize cervical spinal segment to promote fusion in order to restrict motion and decrease pain using bone graft. | Hollow cylinder or rectangular box made of metal or polymer. | Acts as a disc spacer and holds bone graft. | Intervertebral disc space. | Y | N | Eligible | 3
K172484 | K151198 | K142026 | [89 empty] | SpineFrontier, Inc. | Vito Lore | 350 Main Street | 3rd Floor | Malden | MA | US | 2148 | 2148 | 2017-08-17 | 2018-05-08 | SESE | OR | OVE | Summary | OR |  | Traditional | N |  | A-CIFT SoloFuse | 2017 | 8 | 17 | 2018 | 5 | 8 | 2017-08-17 | 2018-05-08 | 264 | OR | OR | 2 |  | N | N |  | 888.308 | 1 | Intended to stabilize cervical spinal segment to promote fusion in order to restrict motion and decrease pain using bone graft with or without supplemental fixation. | Hollow cylinder or rectangular box made of metal or polymer with integrated fixation. | Acts as a disc spacer and holds bone graft; also includes some form of integrated fixation to maintain stability by direct purchase into the bony vertebral endplates. | Intervertebral disc space | Y | N | Eligible | 3
K172485 | K070598 | K112197 | K101165 | K122031 | [87 empty] | Newclip Technics | Gaelle Lussori | PA de la Lande Saint Martin - 45 rue des Garottieres |  | Haute-Goulaine |  | FR | 44 115 | 44 115 | 2017-08-17 | 2018-03-02 | SESE | OR | HTY | Summary | OR |  | Traditional | N |  | Footmotion HammerToe | 2017 | 8 | 17 | 2018 | 3 | 2 | 2017-08-17 | 2018-03-02 | 197 | OR | OR | 2 |  | N | N |  | 888.304 | 1 |  |  |  |  | Y | N | Eligible | 3
K172495 | K162300 | K151755 | K153631 | [88 empty] | Precision Spine, Inc. | Michael C. Dawson | 2050 Executive Drive |  | Pearl | MS | US | 39208 | 39208 | 2017-08-18 | 2018-04-11 | SESE | OR | NKG | Summary | OR |  | Traditional | N |  | Reform® POCT System | 2017 | 8 | 18 | 2018 | 4 | 11 | 2017-08-18 | 2018-04-11 | 236 | OR | OR | 2 |  | N | N |  | 888.3075 | 1 | Posterior cervical screw systems are intended for use in fusion procedures of the cervical spine and/or craniocervical junction and/or cervicothoracic junction for: 1) spinal fractures and dislocations; 2) deformities; 3) instabilities; 4) failed previous fusions; 5) tumors; 6) inflammatory disorders; 7) spinal degeneration, 8) facet degeneration with instability; and 9) reconstruction following decompression to treat radiculopathy and/or myelopathy. These systems are also intended to stabilize the spine in the absence of fusion for a limited time period in patients with tumors involving the cervical spine in whom life expectancy is of insufficient duration to permit achievement of fusion. | Metallic plates, longitudinal members (e.g., rods) and other device-specific accessories. | Use of screws and longitudinal members (e.g., rods) to stabilization spinal segments for fusion. | Posterior cervical spine | Y | N | Eligible | 3
K172502 | K120121 | K080642 | K110708 | K131353 | [87 empty] | Biomet Manufacturing Corp | Patricia Sandborn Beres | 56 E. Bell Drive |  | Warsaw | IN | US | 46582 | 46582 | 2017-08-18 | 2018-01-03 | SESE | OR | PHX | Summary | OR |  | Traditional | N |  | Comprehensive Augmented Glenoid Components, Comprehensive Standard Baseplate, Comprehensive Mini Baseplate | 2017 | 8 | 18 | 2018 | 1 | 3 | 2017-08-18 | 2018-01-03 | 138 | OR | OR | 2 |  | N | N |  | 888.366 | 1 | Intended to be used to relieve pain and to replace the glenoid and humeral side of the shoulder joint in order to restore mobility in a grossly rotator cuff deficient joint with severe arthropathy or a previous joint replacement with a grossly rotator cuff deficient joint. | Typically includes humeral stem, humeral socket, humeral cup, glenosphere, and glenoid baseplate with fixation screws. The humeral stem and humeral socket may be one single piece or two separate pieces locked together. The humeral cup is snap fit into the humeral socket. The humeral cup is made from UHMWPE and articulates with the glenosphere made of CoCrMo alloy, Titanium alloy, or stainless steel. The glenosphere locks to glenoid baseplate which is fixed to the glenoid bone by 2-6 screws. The glenoid baseplate has HA coating, metallic coating or no coating and may feature a central peg, central screw, central cage, or keel. | Relative to the native shoulder joint, the device moves the center of rotation medially and distally to the anatomic position which increases the length of the deltoid muscle's lever arm, allowing the same rotational moment with less applied force. | Shoulder joint | Y | N | Eligible | 3
K172517 | K124004 | K140454 | K143628 | K153603 | [87 empty] | SeaSpine Orthopedics Corporation | Gina Flores | 5770 Armada Drive |  | Carlsbad | CA | US | 92008 | 92008 | 2017-08-21 | 2018-05-11 | SESE | OR | OLO | Summary | NE |  | Traditional | N |  | SeaSpine Navigation System | 2017 | 8 | 21 | 2018 | 5 | 11 | 2017-08-21 | 2018-05-11 | 263 | OR | NE | 2 |  | N | N |  | 882.456 | 1 | Stereotaxic guidance during orthopedic surgery procedures. Indicated for Orthopedic joint or spine surgery. Neurological stereotaxic instruments are classified under product code HAW. | Device consists of Camera, computer, various shaped tracking arrays, computer interface for commmunication between user and device. | User loads Computer software pre-Op to plan surgery procedure, then registers the patient anatomy during surgery to allow software to track patient anatomy, implants, and surgical tools in real time/space. | Orthopedic joints and spinal procedures where tracking of instrumentation is desired. | N | N | Eligible | 3
K172518 | K172517 | K170679 | K153203 | [88 empty] | Spineology Inc. | Jacqueline Hauge | 7800 3rd Street N., Suite 600 |  | Scandia | MN | US | 55128 | 55128 | 2017-08-21 | 2018-01-05 | SESE | OR | OLO | Summary | NE |  | Traditional | N |  | Spineology Navigation Instruments | 2017 | 8 | 21 | 2018 | 1 | 5 | 2017-08-21 | 2018-01-05 | 137 | OR | NE | 2 |  | N | N |  | 882.456 | 1 | Stereotaxic guidance during orthopedic surgery procedures. Indicated for Orthopedic joint or spine surgery. Neurological stereotaxic instruments are classified under product code HAW. | Device consists of Camera, computer, various shaped tracking arrays, computer interface for commmunication between user and device. | User loads Computer software pre-Op to plan surgery procedure, then registers the patient anatomy during surgery to allow software to track patient anatomy, implants, and surgical tools in real time/space. | Orthopedic joints and spinal procedures where tracking of instrumentation is desired. | N | N | Eligible | 3
K172524 | K113369 | K121771 | K122765 | K122745 | K130143 | K142787 | [85 empty] | Zimmer, Inc. | Nicole Meredith | P.O. Box 708 |  | Warsaw | IN | US | 46581-0708 | 46581-0708 | 2017-08-21 | 2018-05-17 | SESE | OR | MBH | Summary | OR |  | Traditional | N |  | Zimmer Persona Personalized Knee System | 2017 | 8 | 21 | 2018 | 5 | 17 | 2017-08-21 | 2018-05-17 | 269 | OR | OR | 2 |  | N | N |  | 888.3565 | 1 |  |  |  |  | Y | N | Eligible | 3
K172548 | K090224 | [90 empty] | Wiltrom Corporation Limited | Yi-Chun Su | 1F., No. 26, Sec. 2, Shengy Rd. |  | Zhubei City |  | TW | 30261 | 30261 | 2017-08-23 | 2018-01-12 | SESE | OR | NKB | Summary | OR |  | Traditional | N |  | Wiltrom Spinal Fixation System | 2017 | 8 | 23 | 2018 | 1 | 12 | 2017-08-23 | 2018-01-12 | 142 | OR | OR | 2 |  | N | N |  | 888.307 | 1 | Intended to provide immobilization and stabilization of spinal segments in thoracic, lumbar, and sacral spine as an adjunct to fusion. |  |  |  | Y | N | Eligible | 3
K172551 | K110087 | K122305 | K130128 | K140669 | [87 empty] | Corin USA Limited | Rachel King | 12750 Citrus Park Lane |  | Tampa | FL | US | 33625 | 33625 | 2017-08-23 | 2018-06-15 | SESE | OR | LPH | Summary | OR |  | Traditional | N |  | Trinity PLUS Acetabular Shell | 2017 | 8 | 23 | 2018 | 6 | 15 | 2017-08-23 | 2018-06-15 | 296 | OR | OR | 2 |  | N | N |  | 888.3358 | 1 |  |  |  |  | Y | N | Eligible | 3
K172568 | K133653 | K112444 | K171630 | [88 empty] | PRECIFIT MEDICAL LTD | Zhen Yu (Eric) Wu | 2233 5th Street East |  | St. Paul | MN | US | 55119 | 55119 | 2017-08-25 | 2018-05-04 | SESE | OR | ODP | Summary | OR |  | Traditional | N |  | Cervage | 2017 | 8 | 25 | 2018 | 5 | 4 | 2017-08-25 | 2018-05-04 | 252 | OR | OR | 2 |  | N | N |  | 888.308 | 1 | Intended to stabilize cervical spinal segment to promote fusion in order to restrict motion and decrease pain using bone graft. | Hollow cylinder or rectangular box made of metal or polymer. | Acts as a disc spacer and holds bone graft. | Intervertebral disc space. | Y | N | Eligible | 3
K172583 | K083726 | [90 empty] | OrthoPediatrics, Inc. | Adam Cargill | 2850 Frontier Drive |  | Warsaw | IN | US | 46582 | 46582 | 2017-08-28 | 2018-05-10 | SESE | OR | HSB | Summary | OR |  | Traditional | N |  | OrthoPediatrics PediNail Intramedullary Platform | 2017 | 8 | 28 | 2018 | 5 | 10 | 2017-08-28 | 2018-05-10 | 255 | OR | OR | 2 |  | N | N |  | 888.302 | 1 |  |  |  |  | Y | N | Eligible | 3
K172633 | K123954 | K140749 | K141740 | K161742 | [87 empty] | Wright Medical Technology, Inc. | Tara Conrad | 1023 Cherry Road |  | Memphis | TN | US | 38117 | 38117 | 2017-09-01 | 2018-04-26 | SESE | OR | HSN | Summary | OR |  | Traditional | N |  | INFINITY Total Ankle System | 2017 | 9 | 1 | 2018 | 4 | 26 | 2017-09-01 | 2018-04-26 | 237 | OR | OR | 2 |  | N | N |  | 888.311 | 1 |  |  |  |  | Y | N | Eligible | 3
K172696 | K162918 | [90 empty] | Orthofix Inc. | Natalia Volosen | 3451 Plano Parkway |  | Lewisville | TX | US | 75056 | 75056 | 2017-09-07 | 2018-01-19 | SESE | OR | MAX | Summary | OR |  | Traditional | N |  | FORZA® XP Expandable Spacer System | 2017 | 9 | 7 | 2018 | 1 | 19 | 2017-09-07 | 2018-01-19 | 134 | OR | OR | 2 |  | N | N |  | 888.308 | 1 | Intended to stabilize spinal segment to promote fusion in order to restrict motion and decrease pain using bone graft. | hollow cylinder or rectangular box made of metal or polymer | Acts as a disc spacer and holds bone graft. | intervertebral disc space | Y | N | Eligible | 3
K172698 | K140741 | K171018 | [89 empty] | Orthofix Srl | Gianluca Ricadona |  |  | Bussolengo |  | IT | 37012 | 37012 | 2017-09-07 | 2018-02-07 | SESE | OR | HWC | Summary | OR |  | Traditional | N |  | G-Beam Fusion Beaming System | 2017 | 9 | 7 | 2018 | 2 | 7 | 2017-09-07 | 2018-02-07 | 153 | OR | OR | 2 |  | N | N |  | 888.304 | 1 |  |  |  |  | Y | N | Eligible | 3
K172699 | K070843 | K083726 | [89 empty] | Orthofix Srl | Gianluca Ricadona | Via delle Nazioni 9 |  | Bussolengo |  | IT | 37012 | 37012 | 2017-09-07 | 2018-04-23 | SESE | OR | HSB | Summary | OR |  | Traditional | N |  | Agile Nail | 2017 | 9 | 7 | 2018 | 4 | 23 | 2017-09-07 | 2018-04-23 | 228 | OR | OR | 2 |  | N | N |  | 888.302 | 1 |  |  |  |  | Y | N | Eligible | 3
K172774 | K102992 | K101438 | K083497 | K003018 | K123401 | [86 empty] | Stryker Trauma Gmbh | Heike Gustke | Prof-Kuentscher-Str. 1-5 |  | Schoenkirchen |  | DE | 24232 | 24232 | 2017-09-14 | 2018-01-12 | SESE | OR | HSB | Summary | OR |  | Traditional | N |  | T2 Alpha Femur Antegrade GT/PF Nailing System, IMN Screws System, IMN Instruments System | 2017 | 9 | 14 | 2018 | 1 | 12 | 2017-09-14 | 2018-01-12 | 120 | OR | OR | 2 |  | N | N |  | 888.302 | 1 |  |  |  |  | Y | N | Eligible | 3
K172788 | K121569 | K162682 | [89 empty] | CTL Medical Corporation | Tosan Onosode | 4550 Excel Parkway, Suite 300 |  | Addison | TX | US | 75001 | 75001 | 2017-09-15 | 2018-06-25 | SESE | OR | ODP | Summary | OR |  | Traditional | N |  | MONET Anterior Cervical Interbody Fusion Cage System | 2017 | 9 | 15 | 2018 | 6 | 25 | 2017-09-15 | 2018-06-25 | 283 | OR | OR | 2 |  | N | N |  | 888.308 | 1 | Intended to stabilize cervical spinal segment to promote fusion in order to restrict motion and decrease pain using bone graft. | Hollow cylinder or rectangular box made of metal or polymer. | Acts as a disc spacer and holds bone graft. | Intervertebral disc space. | Y | N | Eligible | 3
K172816 | K120991 | K142277 | K162103 | [88 empty] | Choice Spine, LP. | Kim Finch | 400 Erin Drive |  | Knoxville | TN | US | 37919 | 37919 | 2017-09-18 | 2018-01-26 | SESE | OR | MAX | Summary | OR |  | Traditional | N |  | TiGer Shark System | 2017 | 9 | 18 | 2018 | 1 | 26 | 2017-09-18 | 2018-01-26 | 130 | OR | OR | 2 |  | N | N |  | 888.308 | 1 | Intended to stabilize spinal segment to promote fusion in order to restrict motion and decrease pain using bone graft. | hollow cylinder or rectangular box made of metal or polymer | Acts as a disc spacer and holds bone graft. | intervertebral disc space | Y | N | Eligible | 3
K172826 | K161151 | K082617 | [89 empty] | Jiangsu Trauhui Medical Instrument Co.,Ltd. | Zhou Yu | No.2 Longqing Road, Wujin Hi-Tech Industrial Zone |  | Changzhou |  | CN | 213118 | 213118 | 2017-09-18 | 2018-10-10 | SESE | OR | NKB | Summary | OR |  | Traditional | N |  | Cellent Spinal Systems | 2017 | 9 | 18 | 2018 | 10 | 10 | 2017-09-18 | 2018-10-10 | 387 | OR | OR | 2 |  | N | N |  | 888.307 | 1 | Intended to provide immobilization and stabilization of spinal segments in thoracic, lumbar, and sacral spine as an adjunct to fusion. |  |  |  | Y | N | Eligible | 3
K172828 | K133053 | K100089 | [89 empty] | Double Medical Technology Inc | Yan Zuo | No. 18 Shanbianhong East Road, Haicang District |  | Xiamen |  | CN | 361026 | 361026 | 2017-09-18 | 2018-02-01 | SESE | OR | MAX | Summary | OR |  | Traditional | N |  | Double Medical Cage System | 2017 | 9 | 18 | 2018 | 2 | 1 | 2017-09-18 | 2018-02-01 | 136 | OR | OR | 2 |  | N | N |  | 888.308 | 1 | Intended to stabilize spinal segment to promote fusion in order to restrict motion and decrease pain using bone graft. | hollow cylinder or rectangular box made of metal or polymer | Acts as a disc spacer and holds bone graft. | intervertebral disc space | Y | N | Eligible | 3
K172830 | K070761 | K043431 | K040336 | [88 empty] | Double Medical Technology Inc. | Yan Zuo | No. 18, Shanbianhong East Road, Haicang District |  | Xiamen |  | CN |  |  | 2017-09-18 | 2018-08-24 | SESE | OR | HSB | Summary | OR |  | Traditional | N |  | Double Medical Femoral Nail System | 2017 | 9 | 18 | 2018 | 8 | 24 | 2017-09-18 | 2018-08-24 | 340 | OR | OR | 2 |  | N | N |  | 888.302 | 1 |  |  |  |  | Y | N | Eligible | 3
K172833 | K122185 | K111481 | K130365 | K163441 | K050262 | K111546 | K152530 | [84 empty] | United Orthopedic Corporation | Gimpel Chien | No 57, Park Ave 2, Science Park |  | Hsinchu |  | TW | 300 | 300 | 2017-09-19 | 2018-06-12 | SESE | OR | OQI | Summary | OR |  | Traditional | N |  | E-XPE Acetabular Components and U-Motion II Acetabular Cup | 2017 | 9 | 19 | 2018 | 6 | 12 | 2017-09-19 | 2018-06-12 | 266 | OR | OR | 2 |  | N | N |  | 888.3353 | 1 | 1. Non-inflammatory degenerative joint disease including osteoarthritis and avascular necrosis. 2. Rheumatoid arthritis. 3. Correction of functional deformity. 4. Treatment of non-union, femoral neck fracture, and trochanteric fractures of the proximal femur with head involvement, unmanageable by other techniques. 5. Revision procedures where other treatment or devices have failed. Cemented and uncemented use. | May include: Acetabular Shell Acetabular Liner Femoral Head Femoral Stem Femoral Neck Instrumentation | A hip joint metal/ceramic/polymer semi-constrained cemented or nonporous uncemented prosthesis is a device intended to be implanted to replace a hip joint. The two-part femoral component consists of a femoral stem made of alloys to be fixed in the intramedullary canal of the femur by impaction with or without use of bone cement. The proximal end of the femoral stem is tapered with a surface that ensures positive locking with the spherical ceramic (aluminium oxide, A1203) head of the femoral component. The acetabular component is made of ultra-high molecular weight polyethylene containing an additive such as a-tocopherol, and used with or without bone cement. | hip | Y | N | Eligible | 3
K172857 | K110087 | K103120 | K130343 | K093472 | K000306 | K042992 | K110290 | K980843 | K974054 | K960258 | [81 empty] | Meril Healthcare Pvt. Ltd. | Bhavik Gondaliya | Survey No. 135/2/B & 174/2, H11-H3, Meril Park, | Muktanand Marg, Chala | Vapi |  | IN | 396191 | 396191 | 2017-09-20 | 2018-07-19 | SESE | OR | LPH | Summary | OR |  | Traditional | N |  | Latitud Hip Replacement System | 2017 | 9 | 20 | 2018 | 7 | 19 | 2017-09-20 | 2018-07-19 | 302 | OR | OR | 2 |  | N | N |  | 888.3358 | 1 |  |  |  |  | Y | N | Eligible | 3
K172871 | K153296 | K150322 | K131824 | [88 empty] | Hanchang Co., Ltd. | An Kwon Ho | #301-204 Bucheon Techno-park | 345, Seokcheon-ro | Bucheon-si |  | KR | 14501 | 14501 | 2017-09-21 | 2018-05-29 | SESE | OR | NDN | Summary | OR |  | Traditional | N |  | SpineKure Kyphoplasty System | 2017 | 9 | 21 | 2018 | 5 | 29 | 2017-09-21 | 2018-05-29 | 250 | OR | OR | 2 |  | N | N |  | 888.3027 | 1 |  |  |  |  | Y | N | Eligible | 3
K172872 | K791619 | K062066 | [89 empty] | DePuy Synthes | Ana Sala Roca | Luzernstrasse 21 |  | Zuchwil |  | CH | 4528 | 4528 | 2017-09-21 | 2018-03-05 | SESE | OR | KTT | Summary | OR |  | Traditional | N |  | DePuy Synthes Femoral Neck System | 2017 | 9 | 21 | 2018 | 3 | 5 | 2017-09-21 | 2018-03-05 | 165 | OR | OR | 2 |  | N | N |  | 888.303 | 1 |  |  |  |  | Y | N | Eligible | 3
K172906 | K143100 | [90 empty] | OsteoRemedies, LLC | Eric Stookey | 6800 Poplar Avenue, #120 |  | Germantown | TN | US | 38138 | 38138 | 2017-09-22 | 2018-08-29 | SESE | OR | KWL | Summary | OR |  | Traditional | N |  | REMEDY PLUS Hip Spacer, UNITE PLUS Bone Cement | 2017 | 9 | 22 | 2018 | 8 | 29 | 2017-09-22 | 2018-08-29 | 341 | OR | OR | 2 |  | N | N |  | 888.336 | 1 |  |  |  |  | Y | N | Eligible | 3
K172941 | K150481 | K162264 | K131533 | K123767 | K131547 | K133614 | [85 empty] | K2M | Nancy Giezen | 600 Hope Parkway SE |  | Leesburg | VA | US | 20175 | 20175 | 2017-09-26 | 2018-02-12 | SESE | OR | OVD | Summary | OR |  | Traditional | N |  | CASCADIA Interbody System | 2017 | 9 | 26 | 2018 | 2 | 12 | 2017-09-26 | 2018-02-12 | 139 | OR | OR | 2 |  | N | N |  | 888.308 | 1 | Intended to stabilize lumbar spinal segment to promote fusion in order to restrict motion and decrease pain using bone graft with or without supplemental fixation. | Hollow cylinder or rectangular box made of metal or polymer with integrated fixation. | Acts as a disc spacer and holds bone graft; also includes some form of integrated fixation to maintain stability by direct purchase into the bony vertebral endplates. | Intervertebral disc space | Y | N | Eligible | 3
K172947 | K152512 | K150321 | [89 empty] | Astura Medical | Thomas Purcell | 3186 Lionshead Ave, Suite 100 |  | Carlsbad | CA | US | 92010 | 92010 | 2017-09-26 | 2018-04-18 | SESE | OR | MAX | Summary | OR |  | Special | N |  | HALF DOME Posterior Lumbar Interbody System | 2017 | 9 | 26 | 2018 | 4 | 18 | 2017-09-26 | 2018-04-18 | 204 | OR | OR | 2 |  | N | N |  | 888.308 | 1 | Intended to stabilize spinal segment to promote fusion in order to restrict motion and decrease pain using bone graft. | hollow cylinder or rectangular box made of metal or polymer | Acts as a disc spacer and holds bone graft. | intervertebral disc space | Y | N | Eligible | 3
K172967 | K071914 | K082353 | K083230 | K091587 | K141372 | K151215 | [85 empty] | Spinal Elements Inc. | Julie Lamothe | 3115 Melrose Dr., Suite 200 |  | Carlsbad | CA | US | 92010 | 92010 | 2017-09-26 | 2018-04-10 | SESE | OR | NKB | Summary | OR |  | Traditional | N |  | Mercury® Spinal System | 2017 | 9 | 26 | 2018 | 4 | 10 | 2017-09-26 | 2018-04-10 | 196 | OR | OR | 2 |  | N | N |  | 888.307 | 1 | Intended to provide immobilization and stabilization of spinal segments in thoracic, lumbar, and sacral spine as an adjunct to fusion. |  |  |  | Y | N | Eligible | 3
K172975 | K081205 | K160553 | K162124 | K953777 | K992891 | [86 empty] | Synthes (USA) Products LLC/DePuy Orthopaedics Inc | Suchitra Basu | 1301 Goshen Parkway |  | West Chester | PA | US | 19380 | 19380 | 2017-09-27 | 2018-06-21 | SESE | OR | JDQ | Summary | OR |  | Traditional | N |  | DePuy Synthes (USA) 5.0mm / 7.3mm Crimp Positioning Pins  MR Conditional, DePuy Synthes Variable Angle Positioning Pins  MR Conditional, DePuy Synthes Wire Mount  MR Conditional, DePuy Synthes Cerclage Positioning Pin  MR Conditional | 2017 | 9 | 27 | 2018 | 6 | 21 | 2017-09-27 | 2018-06-21 | 267 | OR | OR | 2 |  | N | N |  | 888.301 | 1 |  |  |  |  | Y | N | Eligible | 3
K173025 | K170962 | K153105 | K140162 | [88 empty] | NuVasive, Incorporated | Cynthia Adams | 7475 Lusk Blvd. |  | San Diego | CA | US | 92121 | 92121 | 2017-09-28 | 2018-02-08 | SESE | OR | MAX | Summary | OR |  | Traditional | N |  | NuVasive® MLX®  Medial Lateral Expandable Lumbar Interbody System; NuVasive® AP Expandable XLIF System | 2017 | 9 | 28 | 2018 | 2 | 8 | 2017-09-28 | 2018-02-08 | 133 | OR | OR | 2 |  | N | N |  | 888.308 | 1 | Intended to stabilize spinal segment to promote fusion in order to restrict motion and decrease pain using bone graft. | hollow cylinder or rectangular box made of metal or polymer | Acts as a disc spacer and holds bone graft. | intervertebral disc space | Y | N | Eligible | 3
K173047 | K170804 | K142253 | K083073 | K083863 | [87 empty] | Life Spine, Inc. | Randy Lewis | 13951 S. Quality Drive |  | Huntley | IL | US | 60142 | 60142 | 2017-09-28 | 2018-02-01 | SESE | OR | NKG | Summary | OR |  | Traditional | N |  | The Solstice OCT System | 2017 | 9 | 28 | 2018 | 2 | 1 | 2017-09-28 | 2018-02-01 | 126 | OR | OR | 2 |  | N | N |  | 888.3075 | 1 | Posterior cervical screw systems are intended for use in fusion procedures of the cervical spine and/or craniocervical junction and/or cervicothoracic junction for: 1) spinal fractures and dislocations; 2) deformities; 3) instabilities; 4) failed previous fusions; 5) tumors; 6) inflammatory disorders; 7) spinal degeneration, 8) facet degeneration with instability; and 9) reconstruction following decompression to treat radiculopathy and/or myelopathy. These systems are also intended to stabilize the spine in the absence of fusion for a limited time period in patients with tumors involving the cervical spine in whom life expectancy is of insufficient duration to permit achievement of fusion. | Metallic plates, longitudinal members (e.g., rods) and other device-specific accessories. | Use of screws and longitudinal members (e.g., rods) to stabilization spinal segments for fusion. | Posterior cervical spine | Y | N | Eligible | 3
K173057 | K872379 | K892800 | K933785 | K946150 | K951185 | K960279 | K963148 | K991581 | K003910 | K023211 | K031061 | K041100 | K043101 | K042271 | K052879 | K060370 | K062768 | K072160 | K072281 | K072619 | K070695 | K013385 | K152494 | K931651 | K935789 | K936159 | K970498 | K972501 | K973412 | K982903 | K983153 | K002335 | K013031 | K023528 | K031183 | K070214 | [55 empty] | Zimmer, Inc. | Jason Heckaman | P.O. Box 708 |  | Warsaw | IN | US | 46581-0708 | 46581-0708 | 2017-09-28 | 2018-03-29 | SESE | OR | JWH | Summary | OR |  | Traditional | N |  | Zimmer Knee Joint Replacement Prostheses MR Labeling | 2017 | 9 | 28 | 2018 | 3 | 29 | 2017-09-28 | 2018-03-29 | 182 | OR | OR | 2 |  | N | N |  | 888.356 | 1 |  |  |  |  | Y | N | Eligible | 3
K173074 | K151201 | K131769 | K162310 | [88 empty] | Stryker | Jacob Scheenstra | 5670 Greenwood Plaza Blvd. Suite 200 |  | Greenwood Village | CO | US | 80111 | 80111 | 2017-09-29 | 2018-04-04 | SESE | OR | MBI | Summary | OR |  | Special | N |  | ICONIX XBraid TT with Needles, NanoTack TT Suture Anchor | 2017 | 9 | 29 | 2018 | 4 | 4 | 2017-09-29 | 2018-04-04 | 187 | OR | OR | 2 |  | N | N |  | 888.304 | 1 |  |  |  |  | Y | N | Eligible | 3
K173077 | K132894 | K153250 | K150053 | K152515 | K102606 | [86 empty] | NeuroStructures, Inc. | Kathleen Wong | 16 Technology Drive | Suite 165 | Irvine | CA | US | 92618 | 92618 | 2017-09-29 | 2018-02-23 | SESE | OR | OVE | Summary | OR |  | Traditional | N |  | Cavetto-SA Cervical Cage System | 2017 | 9 | 29 | 2018 | 2 | 23 | 2017-09-29 | 2018-02-23 | 147 | OR | OR | 2 |  | N | N |  | 888.308 | 1 | Intended to stabilize cervical spinal segment to promote fusion in order to restrict motion and decrease pain using bone graft with or without supplemental fixation. | Hollow cylinder or rectangular box made of metal or polymer with integrated fixation. | Acts as a disc spacer and holds bone graft; also includes some form of integrated fixation to maintain stability by direct purchase into the bony vertebral endplates. | Intervertebral disc space | Y | N | Eligible | 3
K173082 | K161230 | K131276 | K133967 | K132421 | K131122 | K150643 | K120966 | [84 empty] | NeuroStructures, Inc. | Kathleen Wong | 16 Technology Drive | Suite 165 | Irvine | CA | US | 92618 | 92618 | 2017-09-29 | 2018-03-29 | SESE | OR | OVD | Summary | OR |  | Traditional | N |  | Arco-SA Lumbar Cage System | 2017 | 9 | 29 | 2018 | 3 | 29 | 2017-09-29 | 2018-03-29 | 181 | OR | OR | 2 |  | N | N |  | 888.308 | 1 | Intended to stabilize lumbar spinal segment to promote fusion in order to restrict motion and decrease pain using bone graft with or without supplemental fixation. | Hollow cylinder or rectangular box made of metal or polymer with integrated fixation. | Acts as a disc spacer and holds bone graft; also includes some form of integrated fixation to maintain stability by direct purchase into the bony vertebral endplates. | Intervertebral disc space | Y | N | Eligible | 3
K173128 | K133321 | K112361 | K161127 | K111272 | K141993 | [86 empty] | Alliance Partners, LLC | Kristiina Gilkey | 14206 Northbrook Dr. |  | San Antonio | TX | US | 78232 | 78232 | 2017-09-29 | 2018-03-22 | SESE | OR | ODP | Summary | OR |  | Traditional | N |  | Alamo® C | 2017 | 9 | 29 | 2018 | 3 | 22 | 2017-09-29 | 2018-03-22 | 174 | OR | OR | 2 |  | N | N |  | 888.308 | 1 | Intended to stabilize cervical spinal segment to promote fusion in order to restrict motion and decrease pain using bone graft. | Hollow cylinder or rectangular box made of metal or polymer. | Acts as a disc spacer and holds bone graft. | Intervertebral disc space. | Y | N | Eligible | 3
K173159 | K121741 | K142112 | K171496 | K111119 | [87 empty] | 4Web, Inc. | Jessee Hunt | 2801 Network Blvd.,Suite 620 |  | Frisco | TX | US | 75034 | 75034 | 2017-09-29 | 2018-01-08 | SESE | OR | ODP | Summary | OR |  | Traditional | N |  | Cervical Spinal Truss System (CSTS) Interbody Fusion Device | 2017 | 9 | 29 | 2018 | 1 | 8 | 2017-09-29 | 2018-01-08 | 101 | OR | OR | 2 |  | N | N |  | 888.308 | 1 | Intended to stabilize cervical spinal segment to promote fusion in order to restrict motion and decrease pain using bone graft. | Hollow cylinder or rectangular box made of metal or polymer. | Acts as a disc spacer and holds bone graft. | Intervertebral disc space. | Y | N | Eligible | 3
K173180 | K000236 | K050979 | K111940 | K130176 | K031175 | K123549 | K113666 | [84 empty] | BK MEDITECH Co., Ltd. | Byoungjun Park | 58, Eunhaengnamu-ro, Yanggam-myeon |  | Hwaseong-si |  | KR |  |  | 2017-09-29 | 2018-03-15 | SESE | OR | NKB | Summary | OR |  | Traditional | N |  | Mega Plus Spine System | 2017 | 9 | 29 | 2018 | 3 | 15 | 2017-09-29 | 2018-03-15 | 167 | OR | OR | 2 |  | N | N |  | 888.307 | 1 | Intended to provide immobilization and stabilization of spinal segments in thoracic, lumbar, and sacral spine as an adjunct to fusion. |  |  |  | Y | N | Eligible | 3
K173185 | K132365 | K120714 | K121568 | K140219 | [87 empty] | CTL Medical Corporation | Tosan Onosode | 4550 Excel Parkway, Suite 300 |  | Addison | TX | US | 75001 | 75001 | 2017-09-29 | 2018-02-14 | SESE | OR | NKB | Summary | OR |  | Traditional | N |  | SEURAT Universal Pedicle Screw System | 2017 | 9 | 29 | 2018 | 2 | 14 | 2017-09-29 | 2018-02-14 | 138 | OR | OR | 2 |  | N | N |  | 888.307 | 1 | Intended to provide immobilization and stabilization of spinal segments in thoracic, lumbar, and sacral spine as an adjunct to fusion. |  |  |  | Y | N | Eligible | 3
K173189 | K171630 | K133205 | K172568 | [88 empty] | Precifit Medical Ltd | Zhen Yu (Eric) Wu | 2233 5th Street East |  | St Paul | MN | US | 55119 | 55119 | 2017-10-02 | 2018-06-08 | SESE | OR | MAX | Summary | OR |  | Traditional | N |  | Lumfuse TP | 2017 | 10 | 2 | 2018 | 6 | 8 | 2017-10-02 | 2018-06-08 | 249 | OR | OR | 2 |  | N | N |  | 888.308 | 1 | Intended to stabilize spinal segment to promote fusion in order to restrict motion and decrease pain using bone graft. | hollow cylinder or rectangular box made of metal or polymer | Acts as a disc spacer and holds bone graft. | intervertebral disc space | Y | N | Eligible | 3
K173198 | K020411 | K121551 | K012773 | [88 empty] | U&i Corporation | Yeon-Jung Choi | 20, Sandan-ro 76 eon-gil(Rd) |  | Uijeongbu-si |  | KR | 11781 | 11781 | 2017-10-02 | 2018-01-03 | SESE | OR | MRW | Summary |  |  | Traditional | N |  | Facet Screw Fixation System | 2017 | 10 | 2 | 2018 | 1 | 3 | 2017-10-02 | 2018-01-03 | 93 | OR |  | U | 1 | N | N |  |  | 1 |  |  |  |  | Y | N | Eligible | 3
K173201 | K112028 | K021932 | K962011 | K111362 | [87 empty] | Huvexel Co., Ltd | Sung Hee-Lee | 101-105 Megacenter, SK Technopark, 124, | Sagimakgol-ro Jungwon-gu | Seongnam-si |  | KR | 124 | 124 | 2017-10-02 | 2018-04-26 | SESE | OR | OUR | Summary | OR |  | Traditional | N |  | UNITY Sacroiliac Joint Fixation System | 2017 | 10 | 2 | 2018 | 4 | 26 | 2017-10-02 | 2018-04-26 | 206 | OR | OR | 2 |  | N | N |  | 888.304 | 1 | sacroiliac joint fusion | may be used with bone graft, should not be used with bone cement | bridges both sides of the joint, preventing motion | sacroiliac joint | Y | N | Eligible | 3
K173215 | K091994 | K032534 | K050082 | K122822 | [87 empty] | Choice Spine, LP | Kim Finch | 400 Erin Drive |  | Knoxville | TN | US | 37919 | 37919 | 2017-10-02 | 2018-01-19 | SESE | OR | NQW | Summary | OR |  | Traditional | N |  | Choice Spine Laminoplasty Fixation System | 2017 | 10 | 2 | 2018 | 1 | 19 | 2017-10-02 | 2018-01-19 | 109 | OR | OR | 2 |  | N | N |  | 888.305 | 1 | This device is a plate that is attached to the lamina after a laminoplasty or laminectomy procedure. |  |  |  | Y | N | Eligible | 3
K173240 | K063479 | K101679 | [89 empty] | Arthrex Inc. | David L. Rogers | 1370 Creekside Boulevard |  | Naples | FL | US | 34108-1945 | 34108-1945 | 2017-10-05 | 2018-01-16 | SESE | OR | MAI | Summary | OR |  | Traditional | N |  | Arthrex PushLock | 2017 | 10 | 5 | 2018 | 1 | 16 | 2017-10-05 | 2018-01-16 | 103 | OR | OR | 2 |  | N | N |  | 888.303 | 1 |  |  |  |  | Y | N | Eligible | 3
K173249 | K090390 | K030285 | K062606 | K042025 | K132639 | K132328 | [85 empty] | Medtronic Sofamor Danek USA, Inc. | Ankit K. Shah | 1800 Pyramid Pl |  | Memphis | TN | US | 38132 | 38132 | 2017-10-10 | 2018-03-08 | SESE | OR | NKB | Summary | OR |  | Traditional | N |  | CD HORIZON Spinal System | 2017 | 10 | 10 | 2018 | 3 | 8 | 2017-10-10 | 2018-03-08 | 149 | OR | OR | 2 |  | N | N |  | 888.307 | 1 | Intended to provide immobilization and stabilization of spinal segments in thoracic, lumbar, and sacral spine as an adjunct to fusion. |  |  |  | Y | N | Eligible | 3
K173255 | K033071 | [90 empty] | Orthopedic Designs North America, Inc. | Robin Wilson | 5912 Breckenridge Parkway | Suite F | Tampa | FL | US | 33610 | 33610 | 2017-10-10 | 2018-02-22 | SESE | OR | HSB | Summary | OR |  | Traditional | N |  | Talon DistalFix Humeral Nail | 2017 | 10 | 10 | 2018 | 2 | 22 | 2017-10-10 | 2018-02-22 | 135 | OR | OR | 2 |  | N | N |  | 888.302 | 1 |  |  |  |  | Y | N | Eligible | 3
K173269 | K101823 | K093897 | K113274 | K123579 | K162386 | [86 empty] | KATOR LLC | Robert Hoy | 124 South 600 West, Suite 100 |  | Logan | UT | US | 84321 | 84321 | 2017-10-12 | 2018-05-30 | SESE | OR | MBI | Summary | OR |  | Traditional | N |  | KATOR Suture Anchor | 2017 | 10 | 12 | 2018 | 5 | 30 | 2017-10-12 | 2018-05-30 | 230 | OR | OR | 2 |  | N | N |  | 888.304 | 1 |  |  |  |  | Y | N | Eligible | 3
K173278 | K130033 | [90 empty] | Biomet Inc. | Kyle Ponce | 56 East Bell Drive |  | Warsaw | IN | US | 46581 | 46581 | 2017-10-13 | 2018-01-05 | SESE | OR | MBI | Summary | OR |  | Traditional | N |  | ToggleLoc System | 2017 | 10 | 13 | 2018 | 1 | 5 | 2017-10-13 | 2018-01-05 | 84 | OR | OR | 2 |  | N | N |  | 888.304 | 1 |  |  |  |  | Y | N | Eligible | 3
K173283 | K160463 | K113540 | [89 empty] | Reliance Medical Systems, LLC | Bret M. Berry | 545 West 500 South | Suite 100 | Bountiful | UT | US | 84010 | 84010 | 2017-10-16 | 2018-01-19 | SESE | OR | MAX | Summary | OR |  | Special | N |  | Reliance Lumbar IBF System | 2017 | 10 | 16 | 2018 | 1 | 19 | 2017-10-16 | 2018-01-19 | 95 | OR | OR | 2 |  | N | N |  | 888.308 | 1 | Intended to stabilize spinal segment to promote fusion in order to restrict motion and decrease pain using bone graft. | hollow cylinder or rectangular box made of metal or polymer | Acts as a disc spacer and holds bone graft. | intervertebral disc space | Y | N | Eligible | 3
K173293 | K993106 | K033669 | K062216 | K071563 | K162078 | K170457 | K170887 | [84 empty] | Smith & Nephew, Inc. | Samantha Staubach | 1450 Brooks Road |  | Memphis | TN | US | 38116 | 38116 | 2017-10-16 | 2018-01-08 | SESE | OR | HRS | Summary | OR |  | Traditional | N |  | EVOS Small Fragment Upper Extremity Plates | 2017 | 10 | 16 | 2018 | 1 | 8 | 2017-10-16 | 2018-01-08 | 84 | OR | OR | 2 |  | N | N |  | 888.303 | 1 |  |  |  |  | Y | N | Eligible | 3
K173301 | K140844 | K122868 | [89 empty] | Synergy Biomedical, Llc | Mark Borden | 100 Springhouse Dr. | Suite 108 | Collegeville | PA | US | 19426 | 19426 | 2017-10-17 | 2018-01-19 | SESE | OR | MQV | Summary | OR |  | Special | N |  | BioSphere MIS Putty (BioSphere MIS) | 2017 | 10 | 17 | 2018 | 1 | 19 | 2017-10-17 | 2018-01-19 | 94 | OR | OR | 2 |  | N | N |  | 888.3045 | 1 |  |  |  |  | Y | N | Eligible | 3
K173306 | K112533 | K133518 | K021761 | K001794 | [87 empty] | Zavation Medical Products Llc | Matt Jones | 220 Lakeland Parkway |  | Flowood | MS | US | 39232 | 39232 | 2017-10-18 | 2018-01-22 | SESE | OR | KWQ | Summary | OR |  | Traditional | N |  | EZ Plate | 2017 | 10 | 18 | 2018 | 1 | 22 | 2017-10-18 | 2018-01-22 | 96 | OR | OR | 2 |  | N | N |  | 888.306 | 1 |  |  |  |  | Y | N | Eligible | 3
K173311 | K030402 | K163320 | [89 empty] | W.O.M. World of Medicine GmbH | Soeren Markworth | Salzufer 8 |  | Berlin |  | DE | 10587 | 10587 | 2017-10-18 | 2018-05-09 | SESE | OR | HRX | Summary | OR |  | Traditional | N |  | ARTHRO-Pump PA304 | 2017 | 10 | 18 | 2018 | 5 | 9 | 2017-10-18 | 2018-05-09 | 203 | OR | OR | 2 |  | N | Y |  | 888.11 | 1 | Validated reprocessing instructions and reprocessing validation data for this device type must be included in a 510(k) submission if the device is reusable and has specific design features (please refer to Table 2 of 82 FR 26807, available at https://www.gpo.gov/fdsys/pkg/FR-2017-06-09/pdf/2017-12007.pdf). |  |  |  | N | N | Ineligible | 3
K173324 | K160154 | K142026 | K163491 | [88 empty] | Astura Medical | Thomas Purcell | 3186 Lionshead Ave, Suite 100 |  | Carlsbad | CA | US | 92010 | 92010 | 2017-10-20 | 2018-02-27 | SESE | OR | ODP | Summary | OR |  | Traditional | N |  | ALTA Anterior Cervical Interbody Spacer | 2017 | 10 | 20 | 2018 | 2 | 27 | 2017-10-20 | 2018-02-27 | 130 | OR | OR | 2 |  | N | N |  | 888.308 | 1 | Intended to stabilize cervical spinal segment to promote fusion in order to restrict motion and decrease pain using bone graft. | Hollow cylinder or rectangular box made of metal or polymer. | Acts as a disc spacer and holds bone graft. | Intervertebral disc space. | Y | N | Eligible | 3
K173334 | K121924 | K071877 | K121316 | K141317 | [87 empty] | SeaSpine Orthopedics Corporation | Gina Flores | 5770 Armada Drive |  | Carlsbad | CA | US | 92008 | 92008 | 2017-10-23 | 2018-02-22 | SESE | OR | PEK | Summary | OR |  | Traditional | N |  | SeaSpine Spinous Process System | 2017 | 10 | 23 | 2018 | 2 | 22 | 2017-10-23 | 2018-02-22 | 122 | OR | OR | 2 |  | N | N |  | 888.305 | 1 | A posterior, non-pedicle supplemental fixation device intended for single level use in the non-cervical spine (T1-S1). It is intended for single level plate fixation/attachment to spinous process for the purpose of achieving supplemental fusion in the following conditions: Degenerative Disc Disease (defined as back pain of discogenic origin with degeneration of the disc confirmed by history and radiographic studies), Trauma (i.e., fracture or dislocation), Spondylolisthesis, and/or Tumor. It is not intended for stand-alone use. | Plates with teeth/spikes and crossbar/tray/bumper that connects and locks plates together, metallic, metallic and polymer combination | Placed between two spinous processes to immobilize the segment, provide supplemental stabilization, and to facilitate fusion at the treated level | Non-cervical spine (T1-S1) | Y | N | Eligible | 3
K173338 | K143628 | K163375 | K111520 | K123270 | K050438 | K170011 | K124004 | [84 empty] | Medtronic Sofamor Danek USA, Inc. | Tejas Patel | 1800 Pyramid Place |  | Memphis | TN | US | 38132 | 38132 | 2017-10-23 | 2018-01-18 | SESE | OR | OLO | Summary | NE |  | Traditional | N |  | Navigated INFINITY Instruments | 2017 | 10 | 23 | 2018 | 1 | 18 | 2017-10-23 | 2018-01-18 | 87 | OR | NE | 2 |  | N | N |  | 882.456 | 1 | Stereotaxic guidance during orthopedic surgery procedures. Indicated for Orthopedic joint or spine surgery. Neurological stereotaxic instruments are classified under product code HAW. | Device consists of Camera, computer, various shaped tracking arrays, computer interface for commmunication between user and device. | User loads Computer software pre-Op to plan surgery procedure, then registers the patient anatomy during surgery to allow software to track patient anatomy, implants, and surgical tools in real time/space. | Orthopedic joints and spinal procedures where tracking of instrumentation is desired. | N | N | Eligible | 3
K173347 | K150643 | K150053 | K130461 | K170503 | K122444 | K140348 | K163491 | [84 empty] | Centinel Spine, Inc. | Jessica Staub | 900 Airport Road, Suite 3B |  | West Chester | PA | US | 19380 | 19380 | 2017-10-25 | 2018-05-08 | SESE | OR | MAX | Summary | OR |  | Traditional | N |  | STALIF C FLX, STALIF M FLX, STALIF L FLX and STALIF Lateral-Oblique FLX, ACTILIF C FLX, ACTILIF M FLX, ACTILIF L FLX and ACTILIF Lateral-Oblique FLX | 2017 | 10 | 25 | 2018 | 5 | 8 | 2017-10-25 | 2018-05-08 | 195 | OR | OR | 2 |  | N | N |  | 888.308 | 1 | Intended to stabilize spinal segment to promote fusion in order to restrict motion and decrease pain using bone graft. | hollow cylinder or rectangular box made of metal or polymer | Acts as a disc spacer and holds bone graft. | intervertebral disc space | Y | N | Eligible | 3
K173362 | K060061 | [90 empty] | Kensey Nash Corporation dba DSM Biomedical | Susan Pileggi | 735 Pennsylvania Drive |  | Exton | PA | US | 19431 | 19431 | 2017-10-26 | 2018-04-03 | SESE | OR | MQV | Summary | OR |  | Traditional | N |  | DSM Biomedical Calcium Phosphate Cement | 2017 | 10 | 26 | 2018 | 4 | 3 | 2017-10-26 | 2018-04-03 | 159 | OR | OR | 2 |  | N | N |  | 888.3045 | 1 |  |  |  |  | Y | N | Eligible | 3
K173380 | K052718 | K010757 | K103479 | K001448 | K121874 | K120370 | K091508 | K873251 | [83 empty] | b-One Ortho Corp. | Clark Hutton | 3 Wing Drive Suite #259 |  | Cedar Knolls | NJ | US | 7927 | 7927 | 2017-10-30 | 2018-08-30 | SESE | OR | LZO | Summary | OR |  | Traditional | N |  | b-ONE® Total Hip System | 2017 | 10 | 30 | 2018 | 8 | 30 | 2017-10-30 | 2018-08-30 | 304 | OR | OR | 2 |  | N | N |  | 888.3353 | 1 |  |  |  |  | Y | N | Eligible | 3
K173388 | K143552 | K042021 | K140063 | [88 empty] | Exactech Inc | Thomas McNamara | 2320 NW 66th Court |  | Gainesville | FL | US | 32653 | 32653 | 2017-10-30 | 2018-03-09 | SESE | OR | PKC | Summary | OR |  | Traditional | N |  | Exactech Equinoxe Stemless Shoulder | 2017 | 10 | 30 | 2018 | 3 | 9 | 2017-10-30 | 2018-03-09 | 130 | OR | OR | 2 |  | N | N |  | 888.366 | 1 | Replacement of the humeral head for total anatomic shoulder arthroplasty | Short metallic humeral stem contained entirely within the metaphysis. | Humeral head is resected and canal is created to accept humeral stem component | Shoulder. Proximal humerus. | Y | N | Eligible | 3
K173411 | K143659 | K111746 | K112905 | K153398 | K080642 | K113069 | K113121 | K120121 | K131353 | K152754 | K052906 | K060704 | K121543 | K122692 | K130661 | K133378 | [75 empty] | Biomet Manufacturing Corp. | Patricia Sandborn Beres | 56 East Bell Drive |  | Warsaw | IN | US | 46580 | 46580 | 2017-11-01 | 2018-02-08 | SESE | OR | PHX | Summary | OR |  | Traditional | N |  | Comprehensive Segmental Revision System (SRS) | 2017 | 11 | 1 | 2018 | 2 | 8 | 2017-11-01 | 2018-02-08 | 99 | OR | OR | 2 |  | N | N |  | 888.366 | 1 | Intended to be used to relieve pain and to replace the glenoid and humeral side of the shoulder joint in order to restore mobility in a grossly rotator cuff deficient joint with severe arthropathy or a previous joint replacement with a grossly rotator cuff deficient joint. | Typically includes humeral stem, humeral socket, humeral cup, glenosphere, and glenoid baseplate with fixation screws. The humeral stem and humeral socket may be one single piece or two separate pieces locked together. The humeral cup is snap fit into the humeral socket. The humeral cup is made from UHMWPE and articulates with the glenosphere made of CoCrMo alloy, Titanium alloy, or stainless steel. The glenosphere locks to glenoid baseplate which is fixed to the glenoid bone by 2-6 screws. The glenoid baseplate has HA coating, metallic coating or no coating and may feature a central peg, central screw, central cage, or keel. | Relative to the native shoulder joint, the device moves the center of rotation medially and distally to the anatomic position which increases the length of the deltoid muscle's lever arm, allowing the same rotational moment with less applied force. | Shoulder joint | Y | N | Eligible | 3
K173417 | K121771 | K072160 | [89 empty] | Zimmer, Inc. | Nicole Meredith | P.O. Box 708 |  | Warsaw | IN | US | 46581-0708 | 46581-0708 | 2017-11-01 | 2018-01-30 | SESE | OR | MBH | Summary | OR |  | Traditional | N |  | Zimmer Persona Personalized Knee System | 2017 | 11 | 1 | 2018 | 1 | 30 | 2017-11-01 | 2018-01-30 | 90 | OR | OR | 2 |  | N | N |  | 888.3565 | 1 |  |  |  |  | Y | N | Eligible | 3
K173424 | K122868 | [90 empty] | Synergy Biomedical | Mark Borden | 100 Springhouse Dr. | Suite 108 | Collegeville | PA | US | 19426 | 19426 | 2017-11-01 | 2018-09-12 | SESE | OR | MQV | Summary | OR |  | Traditional | N |  | BioSphere Flex | 2017 | 11 | 1 | 2018 | 9 | 12 | 2017-11-01 | 2018-09-12 | 315 | OR | OR | 2 |  | N | N |  | 888.3045 | 1 |  |  |  |  | Y | N | Eligible | 3
K173432 | K153720 | K162986 | K153720 | [88 empty] | Camber Spine Technologies | Damian Heinz | 418 E. Lancaster Ave. |  | Wayne | PA | US | 19087 | 19087 | 2017-11-02 | 2018-04-18 | SESE | OR | OVD | Summary | OR |  | Traditional | N |  | ENZA-A Titanium ALIF | 2017 | 11 | 2 | 2018 | 4 | 18 | 2017-11-02 | 2018-04-18 | 167 | OR | OR | 2 |  | N | N |  | 888.308 | 1 | Intended to stabilize lumbar spinal segment to promote fusion in order to restrict motion and decrease pain using bone graft with or without supplemental fixation. | Hollow cylinder or rectangular box made of metal or polymer with integrated fixation. | Acts as a disc spacer and holds bone graft; also includes some form of integrated fixation to maintain stability by direct purchase into the bony vertebral endplates. | Intervertebral disc space | Y | N | Eligible | 3
K173445 | K162273 | K110415 | K140027 | [88 empty] | Materialise NV | Oliver Clemens | Technologielaan 15 |  | Leuven |  | BE | 3001 | 3001 | 2017-11-06 | 2018-02-02 | SESE | OR | JWH | Summary | OR |  | Traditional | N |  | Materialise TKA Guide System | 2017 | 11 | 6 | 2018 | 2 | 2 | 2017-11-06 | 2018-02-02 | 88 | OR | OR | 2 |  | N | N |  | 888.356 | 1 |  |  |  |  | Y | N | Eligible | 3
K173453 | K103033 | K142264 | [89 empty] | Amedica Corp. | Jason Parberry | 1885 W 2100 S |  | Salt Lake City | UT | US | 84119 | 84119 | 2017-11-06 | 2018-03-05 | SESE | OR | ODP | Summary | OR |  | Traditional | N |  | Valeo® C+CSC with Lumen Interbody Fusion Device | 2017 | 11 | 6 | 2018 | 3 | 5 | 2017-11-06 | 2018-03-05 | 119 | OR | OR | 2 |  | N | N |  | 888.308 | 1 | Intended to stabilize cervical spinal segment to promote fusion in order to restrict motion and decrease pain using bone graft. | Hollow cylinder or rectangular box made of metal or polymer. | Acts as a disc spacer and holds bone graft. | Intervertebral disc space. | Y | N | Eligible | 3
K173455 | K931655 | K152439 | K800207 | K855231 | K162125 | [86 empty] | SurgTech, Inc., | Xuegong Yu | 24600 Center Ridge Road, Suite 195 |  | Westlake | OH | US | 44145 | 44145 | 2017-11-07 | 2018-06-14 | SESE | OR | KWY | Summary | OR |  | Traditional | N |  | SurgTech Bipolar Head System | 2017 | 11 | 7 | 2018 | 6 | 14 | 2017-11-07 | 2018-06-14 | 219 | OR | OR | 2 |  | N | N |  | 888.339 | 1 |  |  |  |  | Y | N | Eligible | 3
K173472 | K153273 | K132788 | [89 empty] | Medacta International SA | Stefano Baj | Strada Regina |  | Castel San Pietro |  | CH | CH-6874 | CH-6874 | 2017-11-09 | 2018-04-19 | SESE | OR | PQC | Summary | OR |  | Traditional | N |  | MySpine Pedicle Screw Placement Guides  MC and Drill Pilot Instruments | 2017 | 11 | 9 | 2018 | 4 | 19 | 2017-11-09 | 2018-04-19 | 161 | OR | OR | 2 |  | N | N |  | 888.307 | 1 | A pedicle screw placement guide is intended to be used as a surgical instrument to assist in the intra-operative placement of pedicle screws that are used to anchor pedicle screw spinal systems onto the posterior elements of the spine. The device utilizes anatomic landmarks that are identifiable on pre-operative imaging scans. | A pedicle screw placement guide, made of polymeric or metallic material, which contains a patient-matched surface that is congruent to the mating surface of the posterior elements of the spine. | The device consists of a both a software and hardware component. The software component generates a pre-operative plan based on medical imaging data. The hardware component consists of a patient-matched guide that is positioned onto the posterior elements of the spine. The guide is used to place pedicle screws in a pre-operatively desired orientation. | Spine | N | N | Ineligible | 3
K173476 | K151726 | K162262 | K171496 | [88 empty] | Stryker | Nikin Desai | 2 Pearl Court |  | Allendale | NJ | US | 7401 | 7401 | 2017-11-09 | 2018-01-18 | SESE | OR | MAX | Summary | OR |  | Traditional | N |  | Tritanium® TL Curved Posterior Lumbar Cage | 2017 | 11 | 9 | 2018 | 1 | 18 | 2017-11-09 | 2018-01-18 | 70 | OR | OR | 2 |  | N | N |  | 888.308 | 1 | Intended to stabilize spinal segment to promote fusion in order to restrict motion and decrease pain using bone graft. | hollow cylinder or rectangular box made of metal or polymer | Acts as a disc spacer and holds bone graft. | intervertebral disc space | Y | N | Eligible | 3
K173487 | K052398 | K152604 | K170347 | K160879 | K170543 | [86 empty] | CarboFix Orthopedics Ltd. | Hila Wachsler-Avrahami | 11 Hahoshlim St. |  | Herzeliya |  | IL | 4672411 | 4672411 | 2017-11-13 | 2018-07-18 | SESE | OR | NKB | Summary | OR |  | Traditional | N |  | CarboClear® Pedicle Screw System | 2017 | 11 | 13 | 2018 | 7 | 18 | 2017-11-13 | 2018-07-18 | 247 | OR | OR | 2 |  | N | N |  | 888.307 | 1 | Intended to provide immobilization and stabilization of spinal segments in thoracic, lumbar, and sacral spine as an adjunct to fusion. |  |  |  | Y | N | Eligible | 3
K173491 | K022886 | K023531 | K153609 | [88 empty] | In2Bones USA, LLC | Rebecca Wahl | 6060 Poplar Ave, Suite 380 |  | Memphis | TN | US | 38119 | 38119 | 2017-11-13 | 2018-02-23 | SESE | OR | KWH | Summary | OR |  | Traditional | N |  | RTS Lesser MTP Implant System | 2017 | 11 | 13 | 2018 | 2 | 23 | 2017-11-13 | 2018-02-23 | 102 | OR | OR | 2 |  | N | N |  | 888.372 | 1 |  |  |  |  | Y | N | Eligible | 3
K173494 | K031673 | K053002 | [89 empty] | G21 s.r.l. | Filippo Foroni | Via Sandro Petrini, 8 |  | San Possidonio |  | IT | 841039 | 841039 | 2017-11-13 | 2018-03-06 | SESE | OR | LOD | Summary | OR |  | Traditional | N |  | OrthoSteady G Bone Cement | 2017 | 11 | 13 | 2018 | 3 | 6 | 2017-11-13 | 2018-03-06 | 113 | OR | OR | 2 |  | N | N |  | 888.3027 | 1 |  |  |  |  | Y | N | Eligible | 3
K173499 | K011623 | K110290 | K121308 | K153345 | K051741 | K130610 | K142295 | [84 empty] | Stryker Orthopaedics | Kirsten Lehmuller | 325 Corporate Drive |  | Mahwah | NJ | US | 7430 | 7430 | 2017-11-13 | 2018-03-19 | SESE | OR | JDG | Summary | OR |  | Traditional | N |  | Exeter V40 Femoral Stem Hip System, Orthinox V40 Femoral Heads | 2017 | 11 | 13 | 2018 | 3 | 19 | 2017-11-13 | 2018-03-19 | 126 | OR | OR | 2 |  | N | N |  | 888.336 | 1 |  |  |  |  | Y | N | Eligible | 3
K173506 | K172021 | [90 empty] | Medicrea International S.A. | David Ryan | 5389 route de Strasbourg-Vancia |  | Rillieux-la-Pape |  | FR | 69140 | 69140 | 2017-11-13 | 2018-04-03 | SESE | OR | OWI | Summary | OR |  | Traditional | N |  | LigaPASS | 2017 | 11 | 13 | 2018 | 4 | 3 | 2017-11-13 | 2018-04-03 | 141 | OR | OR | 2 |  | N | N |  | 888.301 | 1 | Acts as a bone anchor for temporary stabilization, or used in conjunction with other medical implants of similar metals when wiring is needed, during development of a spinal fusion. | metallic wire, polyester bands | Wrapped around a portion of the sublaminar, posterior spine for temporary stabilization during spinal fusion procedures. May be used in conjunction with other medical implants made of similar metals whenever wiring" may help secure the attachment of other implants.¦sublaminar, posterior spine¦Y¦N¦Eligible |  |  |  |  | 3
K173508 | K103440 | K132757 | K140529 | K142360 | K151216 | K122226 | K101070 | [84 empty] | K2M | Nancy Giezen | 600 Hope Parkway SE |  | Leesburg | VA | US | 20175 | 20175 | 2017-11-13 | 2018-01-09 | SESE | OR | NKB | Summary | OR |  | Traditional | N |  | Everest Spinal System | 2017 | 11 | 13 | 2018 | 1 | 9 | 2017-11-13 | 2018-01-09 | 57 | OR | OR | 2 |  | N | N |  | 888.307 | 1 | Intended to provide immobilization and stabilization of spinal segments in thoracic, lumbar, and sacral spine as an adjunct to fusion. |  |  |  | Y | N | Eligible | 3
K173521 | K142060 | [90 empty] | SeaSpine Orthopedics Corporation | Gina Flores | 5770 Armada Drive |  | Carlsbad | CA | US | 92008 | 92008 | 2017-11-14 | 2018-01-24 | SESE | OR | KWQ | Summary | OR |  | Traditional | N |  | SeaSpine Cabo ACP (Anterior Cervical Plate) System | 2017 | 11 | 14 | 2018 | 1 | 24 | 2017-11-14 | 2018-01-24 | 71 | OR | OR | 2 |  | N | N |  | 888.306 | 1 |  |  |  |  | Y | N | Eligible | 3
K173525 | K140375 | [90 empty] | OsteoNovus, Inc. | Brian M. Schlossberg | 1510 North Westwood Avenue, Suite 2040 |  | Toledo | OH | US | 43606 | 43606 | 2017-11-14 | 2018-04-06 | SESE | OR | MQV | Summary | OR |  | Traditional | N |  | NovoGro | 2017 | 11 | 14 | 2018 | 4 | 6 | 2017-11-14 | 2018-04-06 | 143 | OR | OR | 2 |  | N | N |  | 888.3045 | 1 |  |  |  |  | Y | N | Eligible | 3
K173535 | K163269 | K153122 | K142589 | K148529 | K151596 | [86 empty] | Titan Spine, LLC | Jane Rodd | 6140 W. Executive Dr., Suite A |  | Mequon | WI | US | 53092 | 53092 | 2017-11-15 | 2018-02-13 | SESE | OR | ODP | Summary | OR |  | Special | N |  | Endoskeleton® TAS Interbody Fusion Device, Endoskeleton® TAS Hyperlordotic Interbody Fusion Device and Endoskeleton® TCS Interbody Fusion Device | 2017 | 11 | 15 | 2018 | 2 | 13 | 2017-11-15 | 2018-02-13 | 90 | OR | OR | 2 |  | N | N |  | 888.308 | 1 | Intended to stabilize cervical spinal segment to promote fusion in order to restrict motion and decrease pain using bone graft. | Hollow cylinder or rectangular box made of metal or polymer. | Acts as a disc spacer and holds bone graft. | Intervertebral disc space. | Y | N | Eligible | 3
K173537 | K171425 | [90 empty] | Medos International, SARL | Karen Sylvia | Chemin-Blanc 38 |  | Le Locle |  | CH | 2400 | 2400 | 2017-11-15 | 2018-02-08 | SESE | OR | MAX | Summary | OR |  | Traditional | N |  | CONCORDE LIFT | 2017 | 11 | 15 | 2018 | 2 | 8 | 2017-11-15 | 2018-02-08 | 85 | OR | OR | 2 |  | N | N |  | 888.308 | 1 | Intended to stabilize spinal segment to promote fusion in order to restrict motion and decrease pain using bone graft. | hollow cylinder or rectangular box made of metal or polymer | Acts as a disc spacer and holds bone graft. | intervertebral disc space | Y | N | Eligible | 3
K173556 | K142776 | K151146 | K161058 | K132502 | K140769 | K151418 | K161292 | K162635 | K101557 | K141493 | K172786 | [80 empty] | Biedermann Medtech, Inc. | Michelle Montesino | 7620 NW 25th Street | Unit 3 & 4 | Miami | FL | US | 33122 | 33122 | 2017-11-17 | 2018-07-13 | SESE | OR | HWC | Summary | OR |  | Traditional | N |  | Injection Screw | 2017 | 11 | 17 | 2018 | 7 | 13 | 2017-11-17 | 2018-07-13 | 238 | OR | OR | 2 |  | N | N |  | 888.304 | 1 |  |  |  |  | Y | N | Eligible | 3
K173572 | K060061 | [90 empty] | Kensey Nash Corporation dba DSM Biomedical | Susan Pileggi | 735 Pennsylvania Drive |  | Exton | PA | US | 19431 | 19431 | 2017-11-20 | 2018-05-09 | SESE | OR | MQV | Summary | OR |  | Traditional | N |  | DSM Biomedical Calcium Phosphate Cement with Microspheres | 2017 | 11 | 20 | 2018 | 5 | 9 | 2017-11-20 | 2018-05-09 | 170 | OR | OR | 2 |  | N | N |  | 888.3045 | 1 |  |  |  |  | Y | N | Eligible | 3
K173579 | K161876 | K931271 | K151019 | K150581 | K111908 | K974016 | K935481 | [84 empty] | A&E Medical Corporation | Dana Rodriguez | 5206 Asbury Road, PO Box 758 |  | Farmingdale | NJ | US | 7727 | 7727 | 2017-11-20 | 2018-02-12 | SESE | OR | JDQ | Summary | OR |  | Traditional | N |  | Thorecon Fixation System | 2017 | 11 | 20 | 2018 | 2 | 12 | 2017-11-20 | 2018-02-12 | 84 | OR | OR | 2 |  | N | N |  | 888.301 | 1 |  |  |  |  | Y | N | Eligible | 3
K173583 | K051556 | K070479 | K100269 | K121392 | K111481 | K050327 | [85 empty] | Exactech, Inc. | Shing Jen Tai | 2320 NW 66th Court |  | Gainesville | FL | US | 32653 | 32653 | 2017-11-20 | 2018-03-12 | SESE | OR | OQI | Summary | OR |  | Traditional | N |  | Exactech® Novation® and AcuMatch® E-HXL Acetabular Liners | 2017 | 11 | 20 | 2018 | 3 | 12 | 2017-11-20 | 2018-03-12 | 112 | OR | OR | 2 |  | N | N |  | 888.3353 | 1 | 1. Non-inflammatory degenerative joint disease including osteoarthritis and avascular necrosis. 2. Rheumatoid arthritis. 3. Correction of functional deformity. 4. Treatment of non-union, femoral neck fracture, and trochanteric fractures of the proximal femur with head involvement, unmanageable by other techniques. 5. Revision procedures where other treatment or devices have failed. Cemented and uncemented use. | May include: Acetabular Shell Acetabular Liner Femoral Head Femoral Stem Femoral Neck Instrumentation | A hip joint metal/ceramic/polymer semi-constrained cemented or nonporous uncemented prosthesis is a device intended to be implanted to replace a hip joint. The two-part femoral component consists of a femoral stem made of alloys to be fixed in the intramedullary canal of the femur by impaction with or without use of bone cement. The proximal end of the femoral stem is tapered with a surface that ensures positive locking with the spherical ceramic (aluminium oxide, A1203) head of the femoral component. The acetabular component is made of ultra-high molecular weight polyethylene containing an additive such as a-tocopherol, and used with or without bone cement. | hip | Y | N | Eligible | 3
K173606 | K162351 | K121211 | K101310 | K080822 | K073109 | K101301 | [85 empty] | SeaSpine Orthopedics Corporation | Gina Flores | 5770 Armada Drive |  | Carlsbad | CA | US | 92008 | 92008 | 2017-11-21 | 2018-04-13 | SESE | OR | OVD | Summary | OR |  | Traditional | N |  | SeaSpine Vu aPOD Prime NanoMetalene Intervertebral Body Fusion Device, SeaSpine Vu aPOD Prime Intervertebral Body Fusion Device | 2017 | 11 | 21 | 2018 | 4 | 13 | 2017-11-21 | 2018-04-13 | 143 | OR | OR | 2 |  | N | N |  | 888.308 | 1 | Intended to stabilize lumbar spinal segment to promote fusion in order to restrict motion and decrease pain using bone graft with or without supplemental fixation. | Hollow cylinder or rectangular box made of metal or polymer with integrated fixation. | Acts as a disc spacer and holds bone graft; also includes some form of integrated fixation to maintain stability by direct purchase into the bony vertebral endplates. | Intervertebral disc space | Y | N | Eligible | 3
K173616 | K990804 | K070598 | K133477 | K011522 | [87 empty] | In2Bones SAS | Morgane Grenier | 28 Chemin du Petit Bois |  | Ecully |  | FR | 69130 | 69130 | 2017-11-22 | 2018-01-19 | SESE | OR | HTY | Summary | OR |  | Traditional | N |  | DIP Arthrodesis System | 2017 | 11 | 22 | 2018 | 1 | 19 | 2017-11-22 | 2018-01-19 | 58 | OR | OR | 2 |  | N | N |  | 888.304 | 1 |  |  |  |  | Y | N | Eligible | 3
K173641 | K143061 | K131093 | K113652 | K152289 | K172596 | [86 empty] | Newclip Technics | Gaelle Lussori | PA de la Lande Saint Martin - 45 rue des Garottieres |  | Haute-Goulaine |  | FR | 44 115 | 44 115 | 2017-11-24 | 2018-01-16 | SESE | OR | HRS | Summary | OR |  | Traditional | N |  | Activ Ankle | 2017 | 11 | 24 | 2018 | 1 | 16 | 2017-11-24 | 2018-01-16 | 53 | OR | OR | 2 |  | N | N |  | 888.303 | 1 |  |  |  |  | Y | N | Eligible | 3
K173645 | K120270 | K162801 | [89 empty] | GBS Commonwealth Co., Ltd. | Jimmy Kim | B-1007-1, Woolim Lion's Valley | 168, Gasan digital 1-ro | Geumcheon-gu |  | KR | 8507 | 8507 | 2017-11-27 | 2018-07-23 | SESE | OR | NKB | Summary | OR |  | Traditional | N |  | JASPER Spinal Fixation System | 2017 | 11 | 27 | 2018 | 7 | 23 | 2017-11-27 | 2018-07-23 | 238 | OR | OR | 2 |  | N | N |  | 888.307 | 1 | Intended to provide immobilization and stabilization of spinal segments in thoracic, lumbar, and sacral spine as an adjunct to fusion. |  |  |  | Y | N | Eligible | 3
K173656 | K160069 | K141478 | K143139 | K143614 | K043248 | [86 empty] | Arthrex, Inc. | Rebecca R. Homan | 1370 Creekside Boulevard |  | Naples | FL | US | 34108-1945 | 34108-1945 | 2017-11-29 | 2018-07-26 | SESE | OR | HSB | Summary | OR |  | Special | N |  | Arthrex FibuLock Nail | 2017 | 11 | 29 | 2018 | 7 | 26 | 2017-11-29 | 2018-07-26 | 239 | OR | OR | 2 |  | N | N |  | 888.302 | 1 |  |  |  |  | Y | N | Eligible | 3
K173693 | K043059 | K121277 | K161587 | [88 empty] | Orthovestments, LLC | Robert Weinstein | 1640 Powers Ferry Bldg 9 |  | Marietta | GA | US | 30067 | 30067 | 2017-12-01 | 2018-02-23 | SESE | OR | JDR | Summary | OR |  | Traditional | N |  | Orbitum Bone Staple Implant, X and VI | 2017 | 12 | 1 | 2018 | 2 | 23 | 2017-12-01 | 2018-02-23 | 84 | OR | OR | 2 |  | N | N |  | 888.303 | 1 |  |  |  |  | Y | N | Eligible | 3
K173702 | K153621 | K161888 | K141135 | [88 empty] | SPINEART | Franck Pennesi | 3 chemin du pre Fleuri |  | Plan Les Ouates |  | CH | 1228 | 1228 | 2017-12-04 | 2018-01-03 | SESE | OR | MAX | Summary | OR |  | Special | N |  | Juliet Ti LL | 2017 | 12 | 4 | 2018 | 1 | 3 | 2017-12-04 | 2018-01-03 | 30 | OR | OR | 2 |  | N | N |  | 888.308 | 1 | Intended to stabilize spinal segment to promote fusion in order to restrict motion and decrease pain using bone graft. | hollow cylinder or rectangular box made of metal or polymer | Acts as a disc spacer and holds bone graft. | intervertebral disc space | Y | N | Eligible | 3
K173710 | K160300 | K152306 | [89 empty] | CrossRoads Extremity Systems, LLC | Chad Hollis | 6055 Primacy Pkwy Suite 140 |  | Memphis | TN | US | 38119 | 38119 | 2017-12-04 | 2018-02-12 | SESE | OR | HWC | Summary | OR |  | Special | N |  | MotoBAND CP Implant System | 2017 | 12 | 4 | 2018 | 2 | 12 | 2017-12-04 | 2018-02-12 | 70 | OR | OR | 2 |  | N | N |  | 888.304 | 1 |  |  |  |  | Y | N | Eligible | 3
K173717 | K161189 | [90 empty] | Integra LifeSciences Corporation | Kathleen McGuire | 8700 Cameron Road | Suite 100 | Austin | TX | US | 78754 | 78754 | 2017-12-05 | 2018-06-21 | SESE | OR | PHX | Summary | OR |  | Special | N |  | Integra TITAN Reverse Shoulder System | 2017 | 12 | 5 | 2018 | 6 | 21 | 2017-12-05 | 2018-06-21 | 198 | OR | OR | 2 |  | N | N |  | 888.366 | 1 | Intended to be used to relieve pain and to replace the glenoid and humeral side of the shoulder joint in order to restore mobility in a grossly rotator cuff deficient joint with severe arthropathy or a previous joint replacement with a grossly rotator cuff deficient joint. | Typically includes humeral stem, humeral socket, humeral cup, glenosphere, and glenoid baseplate with fixation screws. The humeral stem and humeral socket may be one single piece or two separate pieces locked together. The humeral cup is snap fit into the humeral socket. The humeral cup is made from UHMWPE and articulates with the glenosphere made of CoCrMo alloy, Titanium alloy, or stainless steel. The glenosphere locks to glenoid baseplate which is fixed to the glenoid bone by 2-6 screws. The glenoid baseplate has HA coating, metallic coating or no coating and may feature a central peg, central screw, central cage, or keel. | Relative to the native shoulder joint, the device moves the center of rotation medially and distally to the anatomic position which increases the length of the deltoid muscle's lever arm, allowing the same rotational moment with less applied force. | Shoulder joint | Y | N | Eligible | 3
K173722 | K072991 | K143578 | K130478 | K163491 | K150619 | K153373 | K161442 | K121049 | [83 empty] | Globus Medical Inc. | Kelly Baker | 2560 General Armistead Ave. |  | Audubon | PA | US | 19403 | 19403 | 2017-12-05 | 2018-05-23 | SESE | OR | ODP | Summary | OR |  | Traditional | N |  | PATRIOT COLONIAL Spacer, SUSTAIN Spacer | 2017 | 12 | 5 | 2018 | 5 | 23 | 2017-12-05 | 2018-05-23 | 169 | OR | OR | 2 |  | N | N |  | 888.308 | 1 | Intended to stabilize cervical spinal segment to promote fusion in order to restrict motion and decrease pain using bone graft. | Hollow cylinder or rectangular box made of metal or polymer. | Acts as a disc spacer and holds bone graft. | Intervertebral disc space. | Y | N | Eligible | 3
K173723 | K143242 | K932425 | K100900 | [88 empty] | Encore Medical, L.P. | Teffany Hutto | 9800 Metric Blvd |  | Austin | TX | US | 78758 | 78758 | 2017-12-05 | 2018-03-05 | SESE | OR | JWH | Summary | OR |  | Traditional | N |  | EMPOWR Universal Tibial Baseplate | 2017 | 12 | 5 | 2018 | 3 | 5 | 2017-12-05 | 2018-03-05 | 90 | OR | OR | 2 |  | N | N |  | 888.356 | 1 |  |  |  |  | Y | N | Eligible | 3
K173746 | K141796 | K141548 | K163361 | [88 empty] | Newclip Technics | Gaelle LUSSORI | Pa de la Lande Sanit Martin | 45 rue des Garottieres | Haute-Goulaine |  | FR | 44115 | 44115 | 2017-12-08 | 2018-02-27 | SESE | OR | HRS | Summary | OR |  | Traditional | N |  | Activmotion Range | 2017 | 12 | 8 | 2018 | 2 | 27 | 2017-12-08 | 2018-02-27 | 81 | OR | OR | 2 |  | N | N |  | 888.303 | 1 |  |  |  |  | Y | N | Eligible | 3
K173752 | K121148 | [90 empty] | Zavation Medical Products, LLC | James M. Phillips | 220 Lakeland Parkway |  | Flowood | MS | US | 39232 | 39232 | 2017-12-08 | 2018-03-16 | SESE | OR | OUR | Summary | OR |  | Traditional | N |  | SI Screw System | 2017 | 12 | 8 | 2018 | 3 | 16 | 2017-12-08 | 2018-03-16 | 98 | OR | OR | 2 |  | N | N |  | 888.304 | 1 | sacroiliac joint fusion | may be used with bone graft, should not be used with bone cement | bridges both sides of the joint, preventing motion | sacroiliac joint | Y | N | Eligible | 3
K173767 | K083843 | [90 empty] | Biomet Inc. | Dhaval Saraiya | 56 East Bell Drive |  | Warsaw | IN | US | 46582 | 46582 | 2017-12-11 | 2018-04-06 | SESE | OR | HRS | Summary | OR |  | Traditional | N |  | A. L. P. S. Clavicle Plating System | 2017 | 12 | 11 | 2018 | 4 | 6 | 2017-12-11 | 2018-04-06 | 116 | OR | OR | 2 |  | N | N |  | 888.303 | 1 |  |  |  |  | Y | N | Eligible | 3
K173775 | K142292 | K002695 | [89 empty] | F & A Foundation LLC d.b.a. Reign Medical | Daniel Lanois | 6303 E 102nd Street Suite 200 |  | Tulsa | OK | US | 74137 | 74137 | 2017-12-12 | 2018-04-06 | SESE | OR | JDR | Summary | OR |  | Traditional | N |  | Clench Compression Staple | 2017 | 12 | 12 | 2018 | 4 | 6 | 2017-12-12 | 2018-04-06 | 115 | OR | OR | 2 |  | N | N |  | 888.303 | 1 |  |  |  |  | Y | N | Eligible | 3
K173776 | K130376 | K072656 | [89 empty] | MicroPort Orthopedics Inc. | Allen Mamaril | 5677 Airline Road |  | Arlington | TN | US | 38002 | 38002 | 2017-12-12 | 2018-07-06 | SESE | OR | LZO | Summary | OR |  | Traditional | N |  | BIOLOX delta Option and Extra-long Heads | 2017 | 12 | 12 | 2018 | 7 | 6 | 2017-12-12 | 2018-07-06 | 206 | OR | OR | 2 |  | N | N |  | 888.3353 | 1 |  |  |  |  | Y | N | Eligible | 3
K173782 | [91 empty] | Medicrea International S.A. | David Ryan | 5389 route de Strasbourg-Vancia |  | Rillieux-La-Pape |  | FR | 69140 | 69140 | 2017-12-13 | 2018-04-25 | SESE | OR | MAX | Summary | OR |  | Traditional | N |  | UNiD Patient Specific 3D printed cage | 2017 | 12 | 13 | 2018 | 4 | 25 | 2017-12-13 | 2018-04-25 | 133 | OR | OR | 2 |  | N | N |  | 888.308 | 1 | Intended to stabilize spinal segment to promote fusion in order to restrict motion and decrease pain using bone graft. | hollow cylinder or rectangular box made of metal or polymer | Acts as a disc spacer and holds bone graft. | intervertebral disc space | Y | N | Eligible | 3
K173787 | K080568 | K001340 | K140759 | K990148 | K900138 | K003043 | K020522 | K030249 | K073649 | K081917 | K103488 | K110694 | K101923 | K151352 | K151773 | K162327 | K031635 | K120517 | K120966 | P960025 | [71 empty] | Medos International SARL | Sheree Geller | Chemin-Blanc 38 |  | Le Locle |  | CH | 2400 | 2400 | 2017-12-14 | 2018-06-11 | SESE | OR | MQP | Summary | OR |  | Traditional | N |  | X-MESH® Expandable Cage System, OCELOT® Stackable Cage System, Stackable Cage System, Surgical Titanium Mesh System, BENGAL Stackable Cage System, BENGAL System, CONCORDE® System, CONCORDE® Inline Lumbar Interbody System, CONCORDE® Curve Lumbar Interbody System, CONCORDE® Bullet Lumbar Interbody Sy | 2017 | 12 | 14 | 2018 | 6 | 11 | 2017-12-14 | 2018-06-11 | 179 | OR | OR | 2 |  | N | N |  | 888.306 | 1 |  |  |  |  | Y | N | Eligible | 3
K173788 | K082810 | K061665 | [89 empty] | Arthrex Inc. | David L Rogers | 1370 Creekside Boulevard |  | Napes | FL | US | 34108-1945 | 34108-1945 | 2017-12-14 | 2018-03-01 | SESE | OR | MAI | Summary | OR |  | Special | N |  | Arthrex Corkscrew FT | 2017 | 12 | 14 | 2018 | 3 | 1 | 2017-12-14 | 2018-03-01 | 77 | OR | OR | 2 |  | N | N |  | 888.303 | 1 |  |  |  |  | Y | N | Eligible | 3
K173794 | K093944 | K121011 | K161635 | K103189 | [87 empty] | Medacta International SA | Stefano Baj | Strada Regina |  | Castel San Pietro |  | CH | Ch-6874 | Ch-6874 | 2017-12-14 | 2018-03-14 | SESE | OR | LZO | Summary | OR |  | Traditional | N |  | AMIStem-H Proximal Coating, AMIStem-P and AMIStem-P Collared | 2017 | 12 | 14 | 2018 | 3 | 14 | 2017-12-14 | 2018-03-14 | 90 | OR | OR | 2 |  | N | N |  | 888.3353 | 1 |  |  |  |  | Y | N | Eligible | 3
K173800 | K143490 | K012254 | K010530 | [88 empty] | Camber Spine Technologies | Michael Black | 418 E. Lancaster Avenue |  | Wayne | PA | US | 19087 | 19087 | 2017-12-14 | 2018-02-02 | SESE | OR | MQP | Summary | OR |  | Traditional | N |  | Camber Spine Technologies SPIRA - V Open Matrix Corpectomy Cage | 2017 | 12 | 14 | 2018 | 2 | 2 | 2017-12-14 | 2018-02-02 | 50 | OR | OR | 2 |  | N | N |  | 888.306 | 1 |  |  |  |  | Y | N | Eligible | 3
K173811 | K091788 | K051590 | [89 empty] | In2Bones SAS | Morgane Grenier | 28 chemin du Petit Bois |  | Ecully |  | FR | 69130 | 69130 | 2017-12-15 | 2018-03-15 | SESE | OR | HSB | Summary | OR |  | Traditional | N |  | TRIWAY Tibiotalocalcaneal (TTC) Arthrodesis System | 2017 | 12 | 15 | 2018 | 3 | 15 | 2017-12-15 | 2018-03-15 | 90 | OR | OR | 2 |  | N | N |  | 888.302 | 1 |  |  |  |  | Y | N | Eligible | 3
K173812 | K152825 | K981487 | K150583 | [88 empty] | Catalyst OrthoScience, Inc | Dale Davison | 14710 Tamiami Trail North, Suite 102 |  | Naples | FL | US | 34110 | 34110 | 2017-12-15 | 2018-03-09 | SESE | OR | KWT | Summary | OR |  | Traditional | N |  | Catalyst CSR 3 Peg Glenoids | 2017 | 12 | 15 | 2018 | 3 | 9 | 2017-12-15 | 2018-03-09 | 84 | OR | OR | 2 |  | N | N |  | 888.365 | 1 |  |  |  |  | Y | N | Eligible | 3
K173814 | K172101 | K142531 | K160926 | K161363 | [87 empty] | Degen Medical | Craig Black | 1321-C North Cashua Drive |  | Florence | SC | US | 29501 | 29501 | 2017-12-15 | 2018-01-29 | SESE | OR | NKB | Summary | OR |  | Traditional | N |  | DeGen Medical E3 MIS Pedicle Screw System | 2017 | 12 | 15 | 2018 | 1 | 29 | 2017-12-15 | 2018-01-29 | 45 | OR | OR | 2 |  | N | N |  | 888.307 | 1 | Intended to provide immobilization and stabilization of spinal segments in thoracic, lumbar, and sacral spine as an adjunct to fusion. |  |  |  | Y | N | Eligible | 3
K173824 | K060692 | K111596 | [89 empty] | Shoulder Innovations Inc | Don Running | 13827 Port Sheldon Street |  | Holland | MI | US | 49424 | 49424 | 2017-12-18 | 2018-10-23 | SESE | OR | MBF | Summary | OR |  | Traditional | N |  | Humeral Short Stem System | 2017 | 12 | 18 | 2018 | 10 | 23 | 2017-12-18 | 2018-10-23 | 309 | OR | OR | 2 |  | N | N |  | 888.367 | 1 |  |  |  |  | Y | N | Eligible | 3
K173826 | K140018 | K813554 | [89 empty] | Biomet, Inc. | Annette Minthorn | 56 East Bell Drive |  | Warsaw | IN | US | 46582 | 46582 | 2017-12-18 | 2018-02-07 | SESE | OR | JDO | Summary | OR |  | Traditional | N |  | THP Hip Fracture Plating System | 2017 | 12 | 18 | 2018 | 2 | 7 | 2017-12-18 | 2018-02-07 | 51 | OR | OR | 2 |  | N | N |  | 888.303 | 1 |  |  |  |  | Y | N | Eligible | 3
K173832 | K171075 | K162944 | K161485 | K151256 | [87 empty] | X-Spine Systems, Inc. | Charlene Brumbaugh | 452 Alexandersville Rd. |  | Miamisburg | OH | US | 45342 | 45342 | 2017-12-18 | 2018-05-17 | SESE | OR | ODP | Summary | OR |  | Traditional | N |  | InTice-C Porous Ti Cervical Interbody System | 2017 | 12 | 18 | 2018 | 5 | 17 | 2017-12-18 | 2018-05-17 | 150 | OR | OR | 2 |  | N | N |  | 888.308 | 1 | Intended to stabilize cervical spinal segment to promote fusion in order to restrict motion and decrease pain using bone graft. | Hollow cylinder or rectangular box made of metal or polymer. | Acts as a disc spacer and holds bone graft. | Intervertebral disc space. | Y | N | Eligible | 3
K173845 | K151342 | [90 empty] | Arthrex Inc. | David L Rogers | 1370 Creekside Boulevard |  | Naples | FL | US | 34108-1945 | 34108-1945 | 2017-12-19 | 2018-08-06 | SESE | OR | MBI | Summary | OR |  | Traditional | N |  | Arthrex SwiveLock | 2017 | 12 | 19 | 2018 | 8 | 6 | 2017-12-19 | 2018-08-06 | 230 | OR | OR | 2 |  | N | N |  | 888.304 | 1 |  |  |  |  | Y | N | Eligible | 3
K173849 | K172634 | K040267 | K042883 | K051380 | K141056 | K172326 | K031729 | K063423 | [83 empty] | Stryker Orthopaedics | Margaret Crowe Klippel | 325 Corporate Drive |  | Mahwah | NJ | US | 7430 | 7430 | 2017-12-19 | 2018-02-02 | SESE | OR | MBH | Summary | OR |  | Traditional | N |  | Triathlon Total Knee System | 2017 | 12 | 19 | 2018 | 2 | 2 | 2017-12-19 | 2018-02-02 | 45 | OR | OR | 2 |  | N | N |  | 888.3565 | 1 |  |  |  |  | Y | N | Eligible | 3
K173859 | K133794 | [90 empty] | Medos International SARL | Tatyana Tatyana Korsunsky | Chemin-Blanc 38, Case Postale |  | Le Locle |  | CH | CH 2400 | CH 2400 | 2017-12-20 | 2018-04-11 | SESE | OR | MAI | Summary | OR |  | Traditional | N |  | HEALIX ADVANCE Anchor with DYNACORD Suture | 2017 | 12 | 20 | 2018 | 4 | 11 | 2017-12-20 | 2018-04-11 | 112 | OR | OR | 2 |  | N | N |  | 888.303 | 1 |  |  |  |  | Y | N | Eligible | 3
K173864 | K093015 | [90 empty] | Vallum Corporation | Stephen Blinn | 61 Spit Brook Road |  | Nashua | NH | US | 3060 | 3060 | 2017-12-20 | 2018-07-02 | SESE | OR | MAX | Summary | OR |  | Traditional | N |  | Peekplus® Interbody Fusion Device | 2017 | 12 | 20 | 2018 | 7 | 2 | 2017-12-20 | 2018-07-02 | 194 | OR | OR | 2 |  | N | N |  | 888.308 | 1 | Intended to stabilize spinal segment to promote fusion in order to restrict motion and decrease pain using bone graft. | hollow cylinder or rectangular box made of metal or polymer | Acts as a disc spacer and holds bone graft. | intervertebral disc space | Y | N | Eligible | 3
K173867 | K021461 | K091926 | K143576 | K031276 | [87 empty] | Axis Orthopaedics | Craig Wilcox | 34355 Poppy Wood St. |  | Soldotna | AK | US | 99669 | 99669 | 2017-12-20 | 2018-04-05 | SESE | OR | KWQ | Summary | OR |  | Traditional | N |  | Axis Anterior Cervical Plate System | 2017 | 12 | 20 | 2018 | 4 | 5 | 2017-12-20 | 2018-04-05 | 106 | OR | OR | 2 |  | N | N |  | 888.306 | 1 |  |  |  |  | Y | N | Eligible | 3
K173875 | K162222 | K980276 | K063211 | K122883 | [87 empty] | StelKast, Inc. | Dave Stumpo | 200 Hidden Valley Road |  | McMurray | PA | US | 15317 | 15317 | 2017-12-21 | 2018-01-19 | SESE | OR | JWH | Summary | OR |  | Special | N |  | GENFlex2 Total Knee System - Ultra-Congruent CR Tibial Insert | 2017 | 12 | 21 | 2018 | 1 | 19 | 2017-12-21 | 2018-01-19 | 29 | OR | OR | 2 |  | N | N |  | 888.356 | 1 |  |  |  |  | Y | N | Eligible | 3
K173880 | K141001 | K121563 | K153772 | [88 empty] | Corin USA Limited | Rachel King | 12750 Citrus Park Lane |  | Tampa | FL | US | 33625 | 33625 | 2017-12-21 | 2018-04-11 | SESE | OR | MEH | Summary | OR |  | Traditional | N |  | Corin TriFit CF Hip Stem | 2017 | 12 | 21 | 2018 | 4 | 11 | 2017-12-21 | 2018-04-11 | 111 | OR | OR | 2 |  | N | N |  | 888.3353 | 1 |  |  |  |  | Y | N | Eligible | 3
K173882 | K160902 | K122571 | K072605 | K061342 | K051942 | K051663 | [85 empty] | SeaSpine Orthopedics Corporation | Gina Flores | 5770 Armada Drive |  | Carlsbad | CA | US | 92008 | 92008 | 2017-12-21 | 2018-02-06 | SESE | OR | NKB | Summary | OR |  | Traditional | N |  | SeaSpine Mariner Pedicle Screw System | 2017 | 12 | 21 | 2018 | 2 | 6 | 2017-12-21 | 2018-02-06 | 47 | OR | OR | 2 |  | N | N |  | 888.307 | 1 | Intended to provide immobilization and stabilization of spinal segments in thoracic, lumbar, and sacral spine as an adjunct to fusion. |  |  |  | Y | N | Eligible | 3
K173883 | K162033 | K170650 | K151881 | K122284 | [87 empty] | Life Spine Inc. | Randy Lewis | 13951 S Quality Drive |  | Huntley | IL | US | 60142 | 60142 | 2017-12-21 | 2018-09-07 | SESE | OR | KTT | Summary | OR |  | Traditional | N |  | External Fixation System | 2017 | 12 | 21 | 2018 | 9 | 7 | 2017-12-21 | 2018-09-07 | 260 | OR | OR | 2 |  | N | N |  | 888.303 | 1 |  |  |  |  | Y | N | Eligible | 3
K173884 | K113060 | K113606 | [89 empty] | Corin USA Limited | Lorraine Mander | 12750 Citrus Park Lane |  | Tampa | FL | US | 33625 | 33625 | 2017-12-21 | 2018-01-17 | SESE | OR | JWH | Summary | OR |  | Traditional | N |  | Unity Total Knee System | 2017 | 12 | 21 | 2018 | 1 | 17 | 2017-12-21 | 2018-01-17 | 27 | OR | OR | 2 |  | N | N |  | 888.356 | 1 |  |  |  |  | Y | N | Eligible | 3
K173885 | K142699 | K091044 | K022791 | K052546 | K020244 | [86 empty] | Genesys Spine | Brian J. Bergeron | 1250 South Capital of Texas Highway, Building 3 Suite 600 |  | Austin | TX | US | 78746 | 78746 | 2017-12-21 | 2018-04-03 | SESE | OR | KWQ | Summary | OR |  | Traditional | N |  | Genesys Spine Binary Lumbar Plate System | 2017 | 12 | 21 | 2018 | 4 | 3 | 2017-12-21 | 2018-04-03 | 103 | OR | OR | 2 |  | N | N |  | 888.306 | 1 |  |  |  |  | Y | N | Eligible | 3
K173890 | K121416 | K140826 | K162035 | K172524 | [87 empty] | Medacta International SA | Stefano Baj | Strada Regina |  | Castel San Pietro |  | CH | CH-6874 | CH-6874 | 2017-12-21 | 2018-08-23 | SESE | OR | JWH | Summary | OR |  | Traditional | N |  | GMK Sphere - Kinematic Alignment | 2017 | 12 | 21 | 2018 | 8 | 23 | 2017-12-21 | 2018-08-23 | 245 | OR | OR | 2 |  | N | N |  | 888.356 | 1 |  |  |  |  | Y | N | Eligible | 3
K173892 | K172123 | K171633 | K140770 | K161230 | K163506 | [86 empty] | NuVasive, Incorporated | Cynthia Adams | 7475 Lusk Blvd. |  | San Diego | CA | US | 92121 | 92121 | 2017-12-21 | 2018-05-04 | SESE | OR | MAX | Summary | OR |  | Traditional | N |  | NuVasive® XLX Interbody System | 2017 | 12 | 21 | 2018 | 5 | 4 | 2017-12-21 | 2018-05-04 | 134 | OR | OR | 2 |  | N | N |  | 888.308 | 1 | Intended to stabilize spinal segment to promote fusion in order to restrict motion and decrease pain using bone graft. | hollow cylinder or rectangular box made of metal or polymer | Acts as a disc spacer and holds bone graft. | intervertebral disc space | Y | N | Eligible | 3
K173893 | K152568 | K072326 | K173148 | [88 empty] | coLigne, AG | Robert Lange | Utoquai 43 |  | Zurich |  | CH | CH 8008 | CH 8008 | 2017-12-21 | 2018-09-06 | SESE | OR | PLR | Summary | OR |  | Traditional | N |  | Trabis | 2017 | 12 | 21 | 2018 | 9 | 6 | 2017-12-21 | 2018-09-06 | 259 | OR | OR | 2 |  | N | N |  | 888.306 | 1 | Vertebral body replacement in the cervical spine. | Metallic or polymeric device (usually rectangular or cylindrical), with open central and lateral canals for bone graft containment, providing rigidity and structural support. | Provides structural support for the indicated population. | Cervical spine | Y | N | Eligible | 3
K173898 | K864626 | K883618 | K893685 | K931333 | K932222 | K944752 | K953025 | K002149 | K003016 | K004032 | K012091 | K021346 | K043073 | K051995 | K052026 | K052915 | K060358 | K061547 | K062693 | K062960 | K070785 | K072656 | K082673 | K082924 | K091423 | K110399 | K111698 | K111699 | K111910 | K112080 | K112150 | K121221 | K123434 | K123688 | K130167 | K130376 | K130984 | K140043 | K140676 | K141235 | K142119 | K150133 | K150302 | K170444 | K171181 | [46 empty] | MicroPort Orthopedics Inc. (MPO) | Usman Rashid | 5677 Airline Road |  | Arlington | TN | US | 38002 | 38002 | 2017-12-22 | 2018-09-20 | SESE | OR | LZO | Summary | OR |  | Traditional | N |  | MicroPort Orthopedics Total Hip Systems MR Labeling | 2017 | 12 | 22 | 2018 | 9 | 20 | 2017-12-22 | 2018-09-20 | 272 | OR | OR | 2 |  | N | N |  | 888.3353 | 1 |  |  |  |  | Y | N | Eligible | 3
K173900 | K142863 | K133349 | K162455 | [88 empty] | Arthrex Inc. | Courtney Smith | 1370 Creekside Boulevard |  | Naples | FL | US | 34108-1945 | 34108-1945 | 2017-12-22 | 2018-04-20 | SESE | OR | PHX | Summary | OR |  | Traditional | N |  | Arthrex Univers Revers Modular Glenoid System | 2017 | 12 | 22 | 2018 | 4 | 20 | 2017-12-22 | 2018-04-20 | 119 | OR | OR | 2 |  | N | N |  | 888.366 | 1 | Intended to be used to relieve pain and to replace the glenoid and humeral side of the shoulder joint in order to restore mobility in a grossly rotator cuff deficient joint with severe arthropathy or a previous joint replacement with a grossly rotator cuff deficient joint. | Typically includes humeral stem, humeral socket, humeral cup, glenosphere, and glenoid baseplate with fixation screws. The humeral stem and humeral socket may be one single piece or two separate pieces locked together. The humeral cup is snap fit into the humeral socket. The humeral cup is made from UHMWPE and articulates with the glenosphere made of CoCrMo alloy, Titanium alloy, or stainless steel. The glenosphere locks to glenoid baseplate which is fixed to the glenoid bone by 2-6 screws. The glenoid baseplate has HA coating, metallic coating or no coating and may feature a central peg, central screw, central cage, or keel. | Relative to the native shoulder joint, the device moves the center of rotation medially and distally to the anatomic position which increases the length of the deltoid muscle's lever arm, allowing the same rotational moment with less applied force. | Shoulder joint | Y | N | Eligible | 3
K173910 | K031162 | K960385 | K953777 | K043248 | [87 empty] | Cable Fix Medical LLC | Carey Bryant | 1050 Getwell Road S |  | Hernando | MS | US | 38632 | 38632 | 2017-12-22 | 2018-09-14 | SESE | OR | JDQ | Summary | OR |  | Traditional | N |  | Impress SFS System | 2017 | 12 | 22 | 2018 | 9 | 14 | 2017-12-22 | 2018-09-14 | 266 | OR | OR | 2 |  | N | N |  | 888.301 | 1 |  |  |  |  | Y | N | Eligible | 3
K173930 | K153531 | [90 empty] | Treace Medical Concepts, Inc. | Rachel Osbeck | 203 Fort Wade Rd. | Suite 150 | Ponte Vedra | FL | US | 32081 | 32081 | 2017-12-26 | 2018-03-19 | SESE | OR | HRS | Summary | OR |  | Special | N |  | PYTHON Plate Trial Instruments | 2017 | 12 | 26 | 2018 | 3 | 19 | 2017-12-26 | 2018-03-19 | 83 | OR | OR | 2 |  | N | N |  | 888.303 | 1 |  |  |  |  | Y | N | Eligible | 3
K173933 | K141429 | [90 empty] | Xenco Medical, LLC | gustavo Prado | 9930 Mesa Rim Road |  | San Diego | CA | US | 92121 | 92121 | 2017-12-26 | 2018-09-13 | SESE | OR | MQV | Summary | OR |  | Traditional | N |  | Sorrento Bioglass Bone Graft Substitute | 2017 | 12 | 26 | 2018 | 9 | 13 | 2017-12-26 | 2018-09-13 | 261 | OR | OR | 2 |  | N | N |  | 888.3045 | 1 |  |  |  |  | Y | N | Eligible | 3
K173935 | K030866 | K945700 | K022997 | [88 empty] | Intelligent Implant Systems, LLC | Michael Nutt | 3300 International Airport Dr; STE 1100 |  | Charlotte | NC | US | 28208 | 28208 | 2017-12-26 | 2018-04-16 | SESE | OR | KWQ | Summary | OR |  | Traditional | N |  | Mediant Anterior Cervical Plating System | 2017 | 12 | 26 | 2018 | 4 | 16 | 2017-12-26 | 2018-04-16 | 111 | OR | OR | 2 |  | N | N |  | 888.306 | 1 |  |  |  |  | Y | N | Eligible | 3
K173946 | [91 empty] | Stryker GmbH | Nesli Karakaya | Bohnackerweg 1 |  | Selzach |  | CH | 2545 | 2545 | 2017-12-27 | 2018-05-02 | SESE | OR | OLO | Summary | NE |  | Traditional | N |  | ADAPT for Gamma3 | 2017 | 12 | 27 | 2018 | 5 | 2 | 2017-12-27 | 2018-05-02 | 126 | OR | NE | 2 |  | N | N |  | 882.456 | 1 | Stereotaxic guidance during orthopedic surgery procedures. Indicated for Orthopedic joint or spine surgery. Neurological stereotaxic instruments are classified under product code HAW. | Device consists of Camera, computer, various shaped tracking arrays, computer interface for commmunication between user and device. | User loads Computer software pre-Op to plan surgery procedure, then registers the patient anatomy during surgery to allow software to track patient anatomy, implants, and surgical tools in real time/space. | Orthopedic joints and spinal procedures where tracking of instrumentation is desired. | N | N | Eligible | 3
K173947 | K090064 | K090415 | [89 empty] | Advanced Research Medical, LLC | John D Siegel | 1519 Highway 13 East |  | Burnsville | MN | US | 55337 | 55337 | 2017-12-27 | 2018-07-25 | SESE | OR | MAX | Summary | OR |  | Traditional | N |  | Lumbar Interbody Fusion System (OLLIF) | 2017 | 12 | 27 | 2018 | 7 | 25 | 2017-12-27 | 2018-07-25 | 210 | OR | OR | 2 |  | N | N |  | 888.308 | 1 | Intended to stabilize spinal segment to promote fusion in order to restrict motion and decrease pain using bone graft. | hollow cylinder or rectangular box made of metal or polymer | Acts as a disc spacer and holds bone graft. | intervertebral disc space | Y | N | Eligible | 3
K173951 | K103384 | [90 empty] | Ortho Development Corporation | Drew Weaver | 12187 South Business Park Drive |  | Draper | UT | US | 84020 | 84020 | 2017-12-27 | 2018-05-30 | SESE | OR | LPH | Summary | OR |  | Special | N |  | Legend Acetabular Liners | 2017 | 12 | 27 | 2018 | 5 | 30 | 2017-12-27 | 2018-05-30 | 154 | OR | OR | 2 |  | N | N |  | 888.3358 | 1 |  |  |  |  | Y | N | Eligible | 3
K173960 | K123991 | [90 empty] | DePuy France S.A.S. | David Holzwarth | 7 Allee Irene Joliot Curie Bp256 |  | Saint Priest Cedex Rhone-Alpes |  | FR | 69801 | 69801 | 2017-12-28 | 2018-09-21 | SESE | OR | LZO | Summary | OR |  | Traditional | N |  | DePuy Corail AMT Hip Prosthesis | 2017 | 12 | 28 | 2018 | 9 | 21 | 2017-12-28 | 2018-09-21 | 267 | OR | OR | 2 |  | N | N |  | 888.3353 | 1 |  |  |  |  | Y | N | Eligible | 3
K173964 | K091196 | K142942 | K152825 | K023096 | [87 empty] | Arthrosurface, Inc. | Dawn J. Wilson | 28 Forge Parkway |  | Franklin | MA | US | 2038 | 2038 | 2017-12-29 | 2018-04-18 | SESE | OR | HSD | Summary | OR |  | Traditional | N |  | OVOMotion Shoulder Arthroplasty System | 2017 | 12 | 29 | 2018 | 4 | 18 | 2017-12-29 | 2018-04-18 | 110 | OR | OR | 2 |  | N | N |  | 888.369 | 1 |  |  |  |  | Y | N | Eligible | 3
K173967 | K112470 | [90 empty] | Osteoremedies LLC | Chris Hughes | 6800 Poplar Avenue | Suite 120 | Memphis | TN | US | 38138 | 38138 | 2017-12-29 | 2018-02-22 | SESE | OR | KWL | Summary | OR |  | Traditional | N |  | Remedy Acetabular Cup | 2017 | 12 | 29 | 2018 | 2 | 22 | 2017-12-29 | 2018-02-22 | 55 | OR | OR | 2 |  | N | N |  | 888.336 | 1 |  |  |  |  | Y | N | Eligible | 3
K173970 | P010014 | K172650 | K110415 | K173445 | [87 empty] | Materialise NV | Oliver Clemens | Technologielaan 15 |  | Leuven |  | BE | 3001 | 3001 | 2017-12-29 | 2018-07-06 | SESE | OR | HSX | Summary | OR |  | Traditional | N |  | Materialise PKA Guide System | 2017 | 12 | 29 | 2018 | 7 | 6 | 2017-12-29 | 2018-07-06 | 189 | OR | OR | 2 |  | N | N |  | 888.352 | 1 |  |  |  |  | Y | N | Eligible | 3
K173982 | K162315 | K112756 | K050850 | [88 empty] | Globus Medical Inc. | Lori Burns | 2560 General Armistead Ave. |  | Audubon | PA | US | 19403 | 19403 | 2017-12-29 | 2018-09-19 | SESE | OR | MQP | Summary | OR |  | Traditional | N |  | FORTIFY Corpectomy Spacers | 2017 | 12 | 29 | 2018 | 9 | 19 | 2017-12-29 | 2018-09-19 | 264 | OR | OR | 2 |  | N | N |  | 888.306 | 1 |  |  |  |  | Y | N | Eligible | 3
K180002 | K163670 | K150673 | [89 empty] | Spineology Inc. | Jacqueline A. Hauge | 7800 3rd Street N., Suite 600 |  | St. Paul | MN | US | 55128 | 55128 | 2018-01-02 | 2018-04-25 | SESE | OR | OVD | Summary | OR |  | Traditional | N |  | Rampart One Lumbar Interbody Fusion Device | 2018 | 1 | 2 | 2018 | 4 | 25 | 2018-01-02 | 2018-04-25 | 113 | OR | OR | 2 |  | N | N |  | 888.308 | 1 | Intended to stabilize lumbar spinal segment to promote fusion in order to restrict motion and decrease pain using bone graft with or without supplemental fixation. | Hollow cylinder or rectangular box made of metal or polymer with integrated fixation. | Acts as a disc spacer and holds bone graft; also includes some form of integrated fixation to maintain stability by direct purchase into the bony vertebral endplates. | Intervertebral disc space | Y | N | Eligible | 3
K180022 | K081567 | K050451 | [89 empty] | Medyssey USA, Inc. | Shawn Kim | 1550 E. Higgins Road, Suite 123 |  | Elk Grove Village | IL | US | 60007 | 60007 | 2018-01-03 | 2018-07-20 | SESE | OR | KWQ | Summary | OR |  | Traditional | N |  | Athena Cervical Plate System | 2018 | 1 | 3 | 2018 | 7 | 20 | 2018-01-03 | 2018-07-20 | 198 | OR | OR | 2 |  | N | N |  | 888.306 | 1 |  |  |  |  | Y | N | Eligible | 3
K180024 | K140741 | [90 empty] | Wright Medical Technology, Inc. | Alayne Melancon | 1023 Cherry Road |  | Memphis | TN | US | 37117 | 37117 | 2018-01-03 | 2018-07-11 | SESE | OR | HWC | Summary | OR |  | Traditional | N |  | SALVATION Midfoot Nail | 2018 | 1 | 3 | 2018 | 7 | 11 | 2018-01-03 | 2018-07-11 | 189 | OR | OR | 2 |  | N | N |  | 888.304 | 1 |  |  |  |  | Y | N | Eligible | 3
K180025 | K150822 | [90 empty] | Orthofix Inc. | Jacki Koch | 3451 Plano Parkway |  | Lewisville | TX | US | 75056 | 75056 | 2018-01-03 | 2018-01-22 | SESE | OR | NKG | Summary | OR |  | Special | N |  | Centurion POCT System | 2018 | 1 | 3 | 2018 | 1 | 22 | 2018-01-03 | 2018-01-22 | 19 | OR | OR | 2 |  | N | N |  | 888.3075 | 1 | Posterior cervical screw systems are intended for use in fusion procedures of the cervical spine and/or craniocervical junction and/or cervicothoracic junction for: 1) spinal fractures and dislocations; 2) deformities; 3) instabilities; 4) failed previous fusions; 5) tumors; 6) inflammatory disorders; 7) spinal degeneration, 8) facet degeneration with instability; and 9) reconstruction following decompression to treat radiculopathy and/or myelopathy. These systems are also intended to stabilize the spine in the absence of fusion for a limited time period in patients with tumors involving the cervical spine in whom life expectancy is of insufficient duration to permit achievement of fusion. | Metallic plates, longitudinal members (e.g., rods) and other device-specific accessories. | Use of screws and longitudinal members (e.g., rods) to stabilization spinal segments for fusion. | Posterior cervical spine | Y | N | Eligible | 3
K180038 | K162313 | K173314 | K170011 | K172623 | [87 empty] | NuVasive, Incorporated | Olga Lewis | 7475 Lusk Blvd. |  | San Diego | CA | US | 92121 | 92121 | 2018-01-05 | 2018-06-29 | SESE | OR | OLO | Summary | NE |  | Traditional | N |  | NuVasive Pulse System | 2018 | 1 | 5 | 2018 | 6 | 29 | 2018-01-05 | 2018-06-29 | 175 | OR | NE | 2 |  | N | N |  | 882.456 | 1 | Stereotaxic guidance during orthopedic surgery procedures. Indicated for Orthopedic joint or spine surgery. Neurological stereotaxic instruments are classified under product code HAW. | Device consists of Camera, computer, various shaped tracking arrays, computer interface for commmunication between user and device. | User loads Computer software pre-Op to plan surgery procedure, then registers the patient anatomy during surgery to allow software to track patient anatomy, implants, and surgical tools in real time/space. | Orthopedic joints and spinal procedures where tracking of instrumentation is desired. | N | N | Eligible | 3
K180056 | K152099 | K091088 | K113559 | K132582 | K141314 | K103034 | [85 empty] | Genesys Spine | Benjamin V. Keller | 1250 Capital of Texas Highway South | Building 3 Suite 600 | Austin | TX | US | 78746 | 78746 | 2018-01-08 | 2018-03-28 | SESE | OR | OVE | Summary | OR |  | Traditional | N |  | Genesys Spine AIS-C Cervical Anchored Interbody System | 2018 | 1 | 8 | 2018 | 3 | 28 | 2018-01-08 | 2018-03-28 | 79 | OR | OR | 2 |  | N | N |  | 888.308 | 1 | Intended to stabilize cervical spinal segment to promote fusion in order to restrict motion and decrease pain using bone graft with or without supplemental fixation. | Hollow cylinder or rectangular box made of metal or polymer with integrated fixation. | Acts as a disc spacer and holds bone graft; also includes some form of integrated fixation to maintain stability by direct purchase into the bony vertebral endplates. | Intervertebral disc space | Y | N | Eligible | 3
K180071 | K171107 | K133650 | K121254 | [88 empty] | Legend Spine Technologies | Gwendolyn DeBoer | 1803 Apple Tree Lane |  | Bethlehem | PA | US | 18015 | 18015 | 2018-01-09 | 2018-05-03 | SESE | OR | MAX | Summary | OR |  | Traditional | N |  | STYLO Interbody Fusion Device | 2018 | 1 | 9 | 2018 | 5 | 3 | 2018-01-09 | 2018-05-03 | 114 | OR | OR | 2 |  | N | N |  | 888.308 | 1 | Intended to stabilize spinal segment to promote fusion in order to restrict motion and decrease pain using bone graft. | hollow cylinder or rectangular box made of metal or polymer | Acts as a disc spacer and holds bone graft. | intervertebral disc space | Y | N | Eligible | 3
K180076 | K112664 | K152304 | K122097 | [88 empty] | Zavation Medical Products, LLc | Katie Motley | 220 Lakeland Parkway |  | Flowood | MS | US | 39232 | 39232 | 2018-01-10 | 2018-07-27 | SESE | OR | MAX | Summary | OR |  | Traditional | N |  | Ti 3Z Interbody System | 2018 | 1 | 10 | 2018 | 7 | 27 | 2018-01-10 | 2018-07-27 | 198 | OR | OR | 2 |  | N | N |  | 888.308 | 1 | Intended to stabilize spinal segment to promote fusion in order to restrict motion and decrease pain using bone graft. | hollow cylinder or rectangular box made of metal or polymer | Acts as a disc spacer and holds bone graft. | intervertebral disc space | Y | N | Eligible | 3
K180078 | K151785 | K143740 | K150500 | K171633 | K171519 | [86 empty] | Innovasis, Inc. | Marshall McCarty | 614 East 3900 South |  | Salt Lake City | UT | US | 84107 | 84107 | 2018-01-10 | 2018-04-17 | SESE | OR | MAX | Summary | OR |  | Traditional | N |  | Px PEEK IBF System, Px HA PEEK IBF System, TxHA PEEK IBF System | 2018 | 1 | 10 | 2018 | 4 | 17 | 2018-01-10 | 2018-04-17 | 97 | OR | OR | 2 |  | N | N |  | 888.308 | 1 | Intended to stabilize spinal segment to promote fusion in order to restrict motion and decrease pain using bone graft. | hollow cylinder or rectangular box made of metal or polymer | Acts as a disc spacer and holds bone graft. | intervertebral disc space | Y | N | Eligible | 3
K180080 | K140946 | [90 empty] | Prosidyan, Inc | Charanpreet S Bagga | 30 Technology Drive |  | Warren | NJ | US | 7059 | 7059 | 2018-01-10 | 2018-04-06 | SESE | OR | MQV | Summary | OR |  | Traditional | N |  | FIBERGRAFT BG Matrix Bone Graft Substitute | 2018 | 1 | 10 | 2018 | 4 | 6 | 2018-01-10 | 2018-04-06 | 86 | OR | OR | 2 |  | N | N |  | 888.3045 | 1 |  |  |  |  | Y | N | Eligible | 3
K180089 | K170452 | K140082 | K170910 | [88 empty] | Medacta International SA | Stefano Baj | Strada Regina |  | Castel San Pietro |  | CH | CH-6874 | CH-6874 | 2018-01-12 | 2018-04-05 | SESE | OR | PHX | Summary | OR |  | Traditional | N |  | Medacta Shoulder System Short Humeral Diaphysis | 2018 | 1 | 12 | 2018 | 4 | 5 | 2018-01-12 | 2018-04-05 | 83 | OR | OR | 2 |  | N | N |  | 888.366 | 1 | Intended to be used to relieve pain and to replace the glenoid and humeral side of the shoulder joint in order to restore mobility in a grossly rotator cuff deficient joint with severe arthropathy or a previous joint replacement with a grossly rotator cuff deficient joint. | Typically includes humeral stem, humeral socket, humeral cup, glenosphere, and glenoid baseplate with fixation screws. The humeral stem and humeral socket may be one single piece or two separate pieces locked together. The humeral cup is snap fit into the humeral socket. The humeral cup is made from UHMWPE and articulates with the glenosphere made of CoCrMo alloy, Titanium alloy, or stainless steel. The glenosphere locks to glenoid baseplate which is fixed to the glenoid bone by 2-6 screws. The glenoid baseplate has HA coating, metallic coating or no coating and may feature a central peg, central screw, central cage, or keel. | Relative to the native shoulder joint, the device moves the center of rotation medially and distally to the anatomic position which increases the length of the deltoid muscle's lever arm, allowing the same rotational moment with less applied force. | Shoulder joint | Y | N | Eligible | 3
K180090 | K171538 | [90 empty] | Meditech Spine, LLC | Bruce Dunaway | 1447 Peachtree St NE Suite 440 |  | Atlanta | GA | US | 30309 | 30309 | 2018-01-12 | 2018-04-23 | SESE | OR | KWQ | Summary | OR |  | Special | N |  | Cure Lumbar Plate System | 2018 | 1 | 12 | 2018 | 4 | 23 | 2018-01-12 | 2018-04-23 | 101 | OR | OR | 2 |  | N | N |  | 888.306 | 1 |  |  |  |  | Y | N | Eligible | 3
K180101 | K171114 | K130917 | K131974 | K130539 | K131683 | K101679 | K082810 | K071177 | K061863 | K051219 | [81 empty] | Medos International SARL | Ashley Goncalo | Chemin-Blanc 38, Case Postale |  | Le Locle |  | CH | CH 2400 | CH 2400 | 2018-01-16 | 2018-05-10 | SESE | OR | MAI | Summary | OR |  | Traditional | N |  | HEALIX ADVANCE KNOTLESS BR Anchor | 2018 | 1 | 16 | 2018 | 5 | 10 | 2018-01-16 | 2018-05-10 | 114 | OR | OR | 2 |  | N | N |  | 888.303 | 1 |  |  |  |  | Y | N | Eligible | 3
K180118 | K112237 | [90 empty] | Arthrex Inc. | Rebecca R. Homan | 1370 Creekside Boulevard |  | Naples | FL | US | 34108-5553 | 34108-5553 | 2018-01-16 | 2018-02-12 | SESE | OR | MBI | Summary | OR |  | Special | N |  | Arthrex NanoSuture Anchor | 2018 | 1 | 16 | 2018 | 2 | 12 | 2018-01-16 | 2018-02-12 | 27 | OR | OR | 2 |  | N | N |  | 888.304 | 1 |  |  |  |  | Y | N | Eligible | 3
K180121 | K051195 | [90 empty] | Cellumed Co., Ltd. | JooWoong (Albert) Jang | #402, 130 Digital-ro | Geumcheon-gu | Seoul |  | KR | 153782 | 153782 | 2018-01-16 | 2018-04-11 | SESE | OR | MQV | Summary | OR |  | Traditional | N |  | Rafugen DBM | 2018 | 1 | 16 | 2018 | 4 | 11 | 2018-01-16 | 2018-04-11 | 85 | OR | OR | 2 |  | N | N |  | 888.3045 | 1 |  |  |  |  | Y | N | Eligible | 3
K180130 | K062693 | K140735 | [89 empty] | Onkos Surgical, Inc. | Jan Triani | 77 East Halsey Road |  | Parsippany | NJ | US | 7054 | 7054 | 2018-01-17 | 2018-02-23 | SESE | OR | KWY | Summary | OR |  | Traditional | N |  | ELEOS Bipolar Acetabular System | 2018 | 1 | 17 | 2018 | 2 | 23 | 2018-01-17 | 2018-02-23 | 37 | OR | OR | 2 |  | N | N |  | 888.339 | 1 |  |  |  |  | Y | N | Eligible | 3
K180153 | K152132 | K152968 | [89 empty] | X-spine Systems, Inc. | Charlene Brumbaugh | 664 Cruiser Lane |  | Belgrade | MT | US | 59714 | 59714 | 2018-01-19 | 2018-03-15 | SESE | OR | NKB | Summary | OR |  | Traditional | N |  | X-spine Cortical Bone Screw System | 2018 | 1 | 19 | 2018 | 3 | 15 | 2018-01-19 | 2018-03-15 | 55 | OR | OR | 2 |  | N | N |  | 888.307 | 1 | Intended to provide immobilization and stabilization of spinal segments in thoracic, lumbar, and sacral spine as an adjunct to fusion. |  |  |  | Y | N | Eligible | 3
K180156 | K102195 | K132191 | K080664 | K171413 | K163471 | K152022 | [85 empty] | Globus Medical Inc. | Lori Burns | 2560 General Armistead Ave. |  | Audubon | PA | US | 19403 | 19403 | 2018-01-19 | 2018-03-07 | SESE | OR | PEK | Summary | OR |  | Traditional | N |  | SP-Fix® Spinous Process Fixation Plate, RELIEVE® Laminoplasty Fixation System | 2018 | 1 | 19 | 2018 | 3 | 7 | 2018-01-19 | 2018-03-07 | 47 | OR | OR | 2 |  | N | N |  | 888.305 | 1 | A posterior, non-pedicle supplemental fixation device intended for single level use in the non-cervical spine (T1-S1). It is intended for single level plate fixation/attachment to spinous process for the purpose of achieving supplemental fusion in the following conditions: Degenerative Disc Disease (defined as back pain of discogenic origin with degeneration of the disc confirmed by history and radiographic studies), Trauma (i.e., fracture or dislocation), Spondylolisthesis, and/or Tumor. It is not intended for stand-alone use. | Plates with teeth/spikes and crossbar/tray/bumper that connects and locks plates together, metallic, metallic and polymer combination | Placed between two spinous processes to immobilize the segment, provide supplemental stabilization, and to facilitate fusion at the treated level | Non-cervical spine (T1-S1) | Y | N | Eligible | 3
K180159 | K112906 | K140942 | K150105 | K153075 | K153310 | K162422 | K141972 | K112802 | [83 empty] | Total Joint Orthopedics, Inc. | Chris Weaber | 1567 E. Stratford Avenue |  | Salt Lake City | UT | US | 84106 | 84106 | 2018-01-19 | 2018-03-09 | SESE | OR | JWH | Summary | OR |  | Traditional | N |  | Klassic® Knee System | 2018 | 1 | 19 | 2018 | 3 | 9 | 2018-01-19 | 2018-03-09 | 49 | OR | OR | 2 |  | N | N |  | 888.356 | 1 |  |  |  |  | Y | N | Eligible | 3
K180166 | K172131 | K132589 | [89 empty] | Life Spine, Inc. | Randy Lewis | 13951 S Quality Drive |  | Huntley | IL | US | 60142 | 60142 | 2018-01-22 | 2018-06-22 | SESE | OR | KWQ | Summary | OR |  | Traditional | N |  | Life Spine Lumbar Fixation System (SENTRY) | 2018 | 1 | 22 | 2018 | 6 | 22 | 2018-01-22 | 2018-06-22 | 151 | OR | OR | 2 |  | N | N |  | 888.306 | 1 |  |  |  |  | Y | N | Eligible | 3
K180176 | K161535 | K083089 | K122571 | K072605 | K061342 | K051942 | K051663 | [84 empty] | SeaSpine Orthopedics Corporation | Gina Flores | 5770 Armada Drive |  | Carlsbad | CA | US | 90228 | 90228 | 2018-01-22 | 2018-02-20 | SESE | OR | NKB | Summary | OR |  | Traditional | N |  | SeaSpine NewPort Spinal System | 2018 | 1 | 22 | 2018 | 2 | 20 | 2018-01-22 | 2018-02-20 | 29 | OR | OR | 2 |  | N | N |  | 888.307 | 1 | Intended to provide immobilization and stabilization of spinal segments in thoracic, lumbar, and sacral spine as an adjunct to fusion. |  |  |  | Y | N | Eligible | 3
K180179 | [91 empty] | Orthofix Inc. | Jacki Koch | 3451 Plano Parkway |  | Lewisville | TX | US | 75056 | 75056 | 2018-01-23 | 2018-08-24 | SESE | OR | NKB | Summary | OR |  | Traditional | N |  | Firebird® Spinal Fixation Systems: Firebird System; Firebird Deformity System; Firebird® NXG Spinal Fixation System; Phoenix® Minimally Invasive Spinal Fixation System; Phoenix® CDX Minimally Invasive Spinal Fixation System; JANUS® Midline Fixation Screw; JANUS® Fenestrated Screw | 2018 | 1 | 23 | 2018 | 8 | 24 | 2018-01-23 | 2018-08-24 | 213 | OR | OR | 2 |  | N | N |  | 888.307 | 1 | Intended to provide immobilization and stabilization of spinal segments in thoracic, lumbar, and sacral spine as an adjunct to fusion. |  |  |  | Y | N | Eligible | 3
K180198 | K150474 | K093319 | K142838 | K161014 | [87 empty] | NuVasive, Incorporated | Michelle Cheung | 7475 Lusk Boulevard |  | San Diego | CA | US | 92121 | 92121 | 2018-01-24 | 2018-03-15 | SESE | OR | NKG | Summary | OR |  | Traditional | N |  | NuVasive® VuePoint® II OCT System | 2018 | 1 | 24 | 2018 | 3 | 15 | 2018-01-24 | 2018-03-15 | 50 | OR | OR | 2 |  | N | N |  | 888.3075 | 1 | Posterior cervical screw systems are intended for use in fusion procedures of the cervical spine and/or craniocervical junction and/or cervicothoracic junction for: 1) spinal fractures and dislocations; 2) deformities; 3) instabilities; 4) failed previous fusions; 5) tumors; 6) inflammatory disorders; 7) spinal degeneration, 8) facet degeneration with instability; and 9) reconstruction following decompression to treat radiculopathy and/or myelopathy. These systems are also intended to stabilize the spine in the absence of fusion for a limited time period in patients with tumors involving the cervical spine in whom life expectancy is of insufficient duration to permit achievement of fusion. | Metallic plates, longitudinal members (e.g., rods) and other device-specific accessories. | Use of screws and longitudinal members (e.g., rods) to stabilization spinal segments for fusion. | Posterior cervical spine | Y | N | Eligible | 3
K180210 | K124058 | K143633 | K061202 | K091782 | K122226 | [86 empty] | Globus Medical Inc. | Kelly J. Baker | 2560 General Armistead Ave. |  | Audubon | PA | US | 19403 | 19403 | 2018-01-24 | 2018-04-02 | SESE | OR | NKB | Summary | OR |  | Traditional | N |  | CREO® Stabilization System | 2018 | 1 | 24 | 2018 | 4 | 2 | 2018-01-24 | 2018-04-02 | 68 | OR | OR | 2 |  | N | N |  | 888.307 | 1 | Intended to provide immobilization and stabilization of spinal segments in thoracic, lumbar, and sacral spine as an adjunct to fusion. |  |  |  | Y | N | Eligible | 3
K180215 | K180125 | K091301 | K150643 | [88 empty] | Life Spine Inc. | Randy Lewis | 13951 S Quality Drive |  | Huntley | IL | US | 60142 | 60142 | 2018-01-25 | 2018-09-13 | SESE | OR | OVD | Summary | OR |  | Traditional | N |  | DYNA-LINK ELITE Stand-Alone Anterior Lumbar System | 2018 | 1 | 25 | 2018 | 9 | 13 | 2018-01-25 | 2018-09-13 | 231 | OR | OR | 2 |  | N | N |  | 888.308 | 1 | Intended to stabilize lumbar spinal segment to promote fusion in order to restrict motion and decrease pain using bone graft with or without supplemental fixation. | Hollow cylinder or rectangular box made of metal or polymer with integrated fixation. | Acts as a disc spacer and holds bone graft; also includes some form of integrated fixation to maintain stability by direct purchase into the bony vertebral endplates. | Intervertebral disc space | Y | N | Eligible | 3
K180220 | K113666 | K071373 | K091445 | K994121 | K111492 | [86 empty] | Spinal Analytics & Geometrical Implant Co, LLC | James J Gibson Jr. | 2189 W Busch Blvd |  | Tampa | FL | US | 33612 | 33612 | 2018-01-25 | 2018-05-21 | SESE | OR | NKB | Summary | OR |  | Traditional | N |  | SAGICO OSI Spinal System by Osimplant | 2018 | 1 | 25 | 2018 | 5 | 21 | 2018-01-25 | 2018-05-21 | 116 | OR | OR | 2 |  | N | N |  | 888.307 | 1 | Intended to provide immobilization and stabilization of spinal segments in thoracic, lumbar, and sacral spine as an adjunct to fusion. |  |  |  | Y | N | Eligible | 3
K180226 | K161225 | K051704 | [89 empty] | Paonan Biotech Co., Ltd. | Vivi Tsai | 3F, No. 50, Lane 258, Rueiguang Rd. | Neihu District, Taipei, R.O.C. | Taipei |  | TW | 11491 | 11491 | 2018-01-26 | 2018-07-25 | SESE | OR | NKB | Summary | OR |  | Traditional | N |  | TREND II Spinal Fixation System- STEP Series | 2018 | 1 | 26 | 2018 | 7 | 25 | 2018-01-26 | 2018-07-25 | 180 | OR | OR | 2 |  | N | N |  | 888.307 | 1 | Intended to provide immobilization and stabilization of spinal segments in thoracic, lumbar, and sacral spine as an adjunct to fusion. |  |  |  | Y | N | Eligible | 3
K180227 | K133746 | K133904 | K151974 | [88 empty] | Zimmer Biomet Spine, Inc. | Anthony Michael Maahs | 10225 Westmoor Drive |  | Westminster | CO | US | 80021 | 80021 | 2018-01-26 | 2018-03-15 | SESE | OR | PGM | Summary |  |  | Traditional | N |  | Polaris Spinal Growth System | 2018 | 1 | 26 | 2018 | 3 | 15 | 2018-01-26 | 2018-03-15 | 48 | OR |  | U | 1 | N | N |  |  | 1 | Stabilization or correction of spinal deformities without the use of fusion. | Metalllic rods, monoaxial or polyaxial bone screws, hooks, and other related accessories. | The system of distracting or compressing rods and fixation elements (screws, hooks, etc.) provides stabilization and correction of the spine as the child grows. | Pediatric spine. | Y | N | Eligible | 3
K180239 | K153207 | K151692 | K170272 | K073469 | [87 empty] | Additive Orthopaedics, LLC | Gregory Kowalczyk | 83 Amelia Circle |  | Little Silver | NJ | US | 7739 | 7739 | 2018-01-29 | 2018-05-16 | SESE | OR | HRS | Summary | OR |  | Traditional | N |  | Additive Orthopaedics Patient Specific 3D Printed Bone Segments | 2018 | 1 | 29 | 2018 | 5 | 16 | 2018-01-29 | 2018-05-16 | 107 | OR | OR | 2 |  | N | N |  | 888.303 | 1 |  |  |  |  | Y | N | Eligible | 3
K180243 | K052776 | [90 empty] | Xiros Ltd | Stephen Seed | Springfield House, Whitehouse Lane |  | Leeds |  | GB | LS17 7UE | LS17 7UE | 2018-01-29 | 2018-04-03 | SESE | OR | HTN | Summary | OR |  | Traditional | N |  | Infinity-Lock Button System | 2018 | 1 | 29 | 2018 | 4 | 3 | 2018-01-29 | 2018-04-03 | 64 | OR | OR | 2 |  | N | N |  | 888.303 | 1 |  |  |  |  | Y | N | Eligible | 3
K180257 | K121349 | K160304 | [89 empty] | Nextremity Solutions, Inc. | Greg Denham | 210 North Buffalo Street |  | Warsaw | IN | US | 46580 | 46580 | 2018-01-30 | 2018-04-25 | SESE | OR | HWC | Summary | OR |  | Traditional | N |  | InCore® Lapidus System | 2018 | 1 | 30 | 2018 | 4 | 25 | 2018-01-30 | 2018-04-25 | 85 | OR | OR | 2 |  | N | N |  | 888.304 | 1 |  |  |  |  | Y | N | Eligible | 3
K180263 | K163577 | K091508 | K042344 | K061699 | K141972 | K171181 | K142119 | K123392 | [83 empty] | implantcast Gmbh | Juliane Hoeppner | Lueneburger Schanze 26 |  | Buxtehude |  | DE | 21614 | 21614 | 2018-01-30 | 2018-07-20 | SESE | OR | LZO | Summary | OR |  | Traditional | N |  | EcoFit Vit E Acetabular System | 2018 | 1 | 30 | 2018 | 7 | 20 | 2018-01-30 | 2018-07-20 | 171 | OR | OR | 2 |  | N | N |  | 888.3353 | 1 |  |  |  |  | Y | N | Eligible | 3
K180271 | K170360 | K080802 | K121443 | K111711 | K141471 | K152726 | K951987 | K962557 | K093746 | K142388 | [81 empty] | Blue Belt Technologies, Inc. | Corrine Herlinger | 2905 Northwest Blvd. | Ste. 40 | Plymouth | MN | US | 55441 | 55441 | 2018-01-31 | 2018-04-06 | SESE | OR | OLO | Summary | NE |  | Special | N |  | NAVIO Surgical System (NAVIO system) | 2018 | 1 | 31 | 2018 | 4 | 6 | 2018-01-31 | 2018-04-06 | 65 | OR | NE | 2 |  | N | N |  | 882.456 | 1 | Stereotaxic guidance during orthopedic surgery procedures. Indicated for Orthopedic joint or spine surgery. Neurological stereotaxic instruments are classified under product code HAW. | Device consists of Camera, computer, various shaped tracking arrays, computer interface for commmunication between user and device. | User loads Computer software pre-Op to plan surgery procedure, then registers the patient anatomy during surgery to allow software to track patient anatomy, implants, and surgical tools in real time/space. | Orthopedic joints and spinal procedures where tracking of instrumentation is desired. | N | N | Eligible | 3
K180274 | K093897 | [90 empty] | Cayenne Medical, Inc | Shima Hashemian | 16597 N 92nd Street |  | Scottsdale | AZ | US | 85260 | 85260 | 2018-01-31 | 2018-03-21 | SESE | OR | MBI | Summary | OR |  | Traditional | N |  | Ventix Link Knotless Anchor with Inserter | 2018 | 1 | 31 | 2018 | 3 | 21 | 2018-01-31 | 2018-03-21 | 49 | OR | OR | 2 |  | N | N |  | 888.304 | 1 |  |  |  |  | Y | N | Eligible | 3
K180277 | K092497 | K170977 | K100107 | K170280 | [87 empty] | Smith & Nephew, Inc. | Allison Chan | 1450 Brooks Road |  | Memphis | TN | US | 38116 | 38116 | 2018-01-31 | 2018-04-24 | SESE | OR | OLO | Summary | NE |  | Special | N |  | Smith & Nephew SURESHOT Distal Targeting System V4.0 Targeter | 2018 | 1 | 31 | 2018 | 4 | 24 | 2018-01-31 | 2018-04-24 | 83 | OR | NE | 2 |  | N | N |  | 882.456 | 1 | Stereotaxic guidance during orthopedic surgery procedures. Indicated for Orthopedic joint or spine surgery. Neurological stereotaxic instruments are classified under product code HAW. | Device consists of Camera, computer, various shaped tracking arrays, computer interface for commmunication between user and device. | User loads Computer software pre-Op to plan surgery procedure, then registers the patient anatomy during surgery to allow software to track patient anatomy, implants, and surgical tools in real time/space. | Orthopedic joints and spinal procedures where tracking of instrumentation is desired. | N | N | Eligible | 3
K180301 | K042167 | [90 empty] | Axis Orthopaedics | Craig Wilcox | 34355 Poppy Wood |  | Soldotna | AK | US | 99669 | 99669 | 2018-02-02 | 2018-04-10 | SESE | OR | NKB | Summary | OR |  | Traditional | N |  | AXIS 5.5 Lumbar Pedicle Screw System | 2018 | 2 | 2 | 2018 | 4 | 10 | 2018-02-02 | 2018-04-10 | 67 | OR | OR | 2 |  | N | N |  | 888.307 | 1 | Intended to provide immobilization and stabilization of spinal segments in thoracic, lumbar, and sacral spine as an adjunct to fusion. |  |  |  | Y | N | Eligible | 3
K180307 | K163221 | [90 empty] | Mazor Robotics Ltd. | Shiran Conforti | 5 Shacham St. | North Industrial Park | Caesarea |  | IL | 3088900 | 3088900 | 2018-02-02 | 2018-04-30 | SESE | OR | OLO | Summary | NE |  | Special | N |  | Mazor X | 2018 | 2 | 2 | 2018 | 4 | 30 | 2018-02-02 | 2018-04-30 | 87 | OR | NE | 2 |  | N | N |  | 882.456 | 1 | Stereotaxic guidance during orthopedic surgery procedures. Indicated for Orthopedic joint or spine surgery. Neurological stereotaxic instruments are classified under product code HAW. | Device consists of Camera, computer, various shaped tracking arrays, computer interface for commmunication between user and device. | User loads Computer software pre-Op to plan surgery procedure, then registers the patient anatomy during surgery to allow software to track patient anatomy, implants, and surgical tools in real time/space. | Orthopedic joints and spinal procedures where tracking of instrumentation is desired. | N | N | Eligible | 3
K180310 | K792291 | K961413 | K974537 | K992837 | K000682 | K010766 | K011334 | K011335 | K011815 | K020602 | K023941 | K031178 | K031677 | K033805 | K033995 | K041860 | K041911 | K042377 | K061973 | K082072 | K082625 | K082807 | K083573 | K092609 | K101536 | K111540 | K120070 | K120717 | K141796 | K163046 | K102694 | [60 empty] | Synthes (USA) Products LLC/DePuy Orthopaedics Inc | Jeffrey Krawiec | 1301 Goshen Parkway |  | West Chester | PA | US | 19380 | 19380 | 2018-02-05 | 2018-11-01 | SESE | OR | HRS | Summary | OR |  | Traditional | N |  | DePuy Synthes Trauma Orthopedic Plates and Screws | 2018 | 2 | 5 | 2018 | 11 | 1 | 2018-02-05 | 2018-11-01 | 269 | OR | OR | 2 |  | N | N |  | 888.303 | 1 |  |  |  |  | Y | N | Eligible | 3
K180315 | K141557 | K032473 | [89 empty] | Biopsybell s.r.l. | Tiziana Bellini | Via A. Manuzio n.24 |  | Mirandola |  | IT | 41037 | 41037 | 2018-02-05 | 2018-03-26 | SESE | OR | HRX | Summary | OR |  | Traditional | N |  | DISKOM | 2018 | 2 | 5 | 2018 | 3 | 26 | 2018-02-05 | 2018-03-26 | 49 | OR | OR | 2 |  | N | Y |  | 888.11 | 1 | Validated reprocessing instructions and reprocessing validation data for this device type must be included in a 510(k) submission if the device is reusable and has specific design features (please refer to Table 2 of 82 FR 26807, available at https://www.gpo.gov/fdsys/pkg/FR-2017-06-09/pdf/2017-12007.pdf). |  |  |  | N | N | Ineligible | 3
K180317 | K152298 | K162026 | K171389 | K152631 | [87 empty] | MicroPort Orthopedics, Inc. | Grace Johnson-Bann | 5677 Airline Road |  | Arlington | TN | US | 38002 | 38002 | 2018-02-05 | 2018-05-04 | SESE | OR | MBH | Summary | OR |  | Traditional | N |  | EVOLUTION® Knee Systems  MR Labeling, EVOLUTION® BIOFOAM® Tibial System, EVOLUTION® Revision Tibial System, EVOLUTION® Revision CCK System | 2018 | 2 | 5 | 2018 | 5 | 4 | 2018-02-05 | 2018-05-04 | 88 | OR | OR | 2 |  | N | N |  | 888.3565 | 1 |  |  |  |  | Y | N | Eligible | 3
K180324 | K955348 | K161363 | K101278 | [88 empty] | Valorus Spine | Leah Fero | 822 Hartz Way, Suite 230 |  | Danville | CA | US | 94526 | 94526 | 2018-02-05 | 2018-04-06 | SESE | OR | NKB | Summary | OR |  | Traditional | N |  | Patriot Spinal Fixation System | 2018 | 2 | 5 | 2018 | 4 | 6 | 2018-02-05 | 2018-04-06 | 60 | OR | OR | 2 |  | N | N |  | 888.307 | 1 | Intended to provide immobilization and stabilization of spinal segments in thoracic, lumbar, and sacral spine as an adjunct to fusion. |  |  |  | Y | N | Eligible | 3
K180334 | K043440 | K162775 | K081111 | [88 empty] | Smith & Nephew, Inc. | Michael Scott | 1450 Brooks Rd. |  | Memphis | TN | US | 38116 | 38116 | 2018-02-06 | 2018-03-05 | SESE | OR | JWH | Summary | OR |  | Special | N |  | LEGION Knee System | 2018 | 2 | 6 | 2018 | 3 | 5 | 2018-02-06 | 2018-03-05 | 27 | OR | OR | 2 |  | N | N |  | 888.356 | 1 |  |  |  |  | Y | N | Eligible | 3
K180348 | K051567 | K100736 | [89 empty] | Field Orthopaedics Pty. Ltd. | Christopher Jeffery | 375 Wickham Terrace |  | Brisbane |  | AU | 4000 | 4000 | 2018-02-08 | 2018-07-17 | SESE | OR | HWC | Summary | OR |  | Traditional | N |  | Field Orthopaedics Micro Screw System | 2018 | 2 | 8 | 2018 | 7 | 17 | 2018-02-08 | 2018-07-17 | 159 | OR | OR | 2 |  | N | N |  | 888.304 | 1 |  |  |  |  | Y | N | Eligible | 3
K180352 | K133444 | K162375 | K033621 | [88 empty] | 7D Surgical Inc. | Daniel Ziskind | 60 Scarsdale Road, | Unit 118 | Toronto |  | CA | M3B 2R7 | M3B 2R7 | 2018-02-08 | 2018-05-02 | SESE | OR | OLO | Summary | NE |  | Special | N |  | 7D Surgical System | 2018 | 2 | 8 | 2018 | 5 | 2 | 2018-02-08 | 2018-05-02 | 83 | OR | NE | 2 |  | N | N |  | 882.456 | 1 | Stereotaxic guidance during orthopedic surgery procedures. Indicated for Orthopedic joint or spine surgery. Neurological stereotaxic instruments are classified under product code HAW. | Device consists of Camera, computer, various shaped tracking arrays, computer interface for commmunication between user and device. | User loads Computer software pre-Op to plan surgery procedure, then registers the patient anatomy during surgery to allow software to track patient anatomy, implants, and surgical tools in real time/space. | Orthopedic joints and spinal procedures where tracking of instrumentation is desired. | N | N | Eligible | 3
K180361 | K101459 | K082215 | K131769 | [88 empty] | Smith and Nephew, Inc | Katherine Marcaccio | 7135 Goodlett Farms Parkway |  | Cordova | TN | US | 38016 | 38016 | 2018-02-09 | 2018-05-30 | SESE | OR | MAI | Summary | OR |  | Traditional | N |  | MICRORAPTOR REGENESORB Suture Anchor | 2018 | 2 | 9 | 2018 | 5 | 30 | 2018-02-09 | 2018-05-30 | 110 | OR | OR | 2 |  | N | N |  | 888.303 | 1 |  |  |  |  | Y | N | Eligible | 3
K180364 | K120275 | K171496 | K162264 | K170676 | [87 empty] | HD LifeSciences LLC | John Sullivan | 38 Montvale Ave Ste 380 |  | Stoneham | MA | US | 2180 | 2180 | 2018-02-12 | 2018-06-27 | SESE | OR | ODP | Summary | OR |  | Traditional | N |  | HD LifeSciences Cervical IBFD System | 2018 | 2 | 12 | 2018 | 6 | 27 | 2018-02-12 | 2018-06-27 | 135 | OR | OR | 2 |  | N | N |  | 888.308 | 1 | Intended to stabilize cervical spinal segment to promote fusion in order to restrict motion and decrease pain using bone graft. | Hollow cylinder or rectangular box made of metal or polymer. | Acts as a disc spacer and holds bone graft. | Intervertebral disc space. | Y | N | Eligible | 3
K180373 | K143158 | K150481 | K152011 | K081171 | [87 empty] | Xenco Medical, LLC. | Gustavo R. Prado | 9930 Mesa Rim Road |  | San Diego | CA | US | 92121 | 92121 | 2018-02-12 | 2018-08-24 | SESE | OR | MAX | Summary | OR |  | Traditional | N |  | CancelleX Porous Titanium Lumbar Interbody Device | 2018 | 2 | 12 | 2018 | 8 | 24 | 2018-02-12 | 2018-08-24 | 193 | OR | OR | 2 |  | N | N |  | 888.308 | 1 | Intended to stabilize spinal segment to promote fusion in order to restrict motion and decrease pain using bone graft. | hollow cylinder or rectangular box made of metal or polymer | Acts as a disc spacer and holds bone graft. | intervertebral disc space | Y | N | Eligible | 3
K180376 | K140738 | K173508 | K171832 | [88 empty] | K2M, Inc. | Nancy Giezen | 600 Hope Parkway SE |  | Leesburg | VA | US | 20175 | 20175 | 2018-02-12 | 2018-04-05 | SESE | OR | NKB | Summary | OR |  | Traditional | N |  | K2M Patient Specific Rods | 2018 | 2 | 12 | 2018 | 4 | 5 | 2018-02-12 | 2018-04-05 | 52 | OR | OR | 2 |  | N | N |  | 888.307 | 1 | Intended to provide immobilization and stabilization of spinal segments in thoracic, lumbar, and sacral spine as an adjunct to fusion. |  |  |  | Y | N | Eligible | 3
K180377 | K170518 | K052576 | K160174 | K143460 | [87 empty] | In2Bones USA, LLC | Rebecca Wahl | 6060 Poplar Ave, Suite 380 |  | Memphis | TN | US | 38119 | 38119 | 2018-02-12 | 2018-06-20 | SESE | OR | HWC | Summary | OR |  | Traditional | N |  | Fracture and Correction System | 2018 | 2 | 12 | 2018 | 6 | 20 | 2018-02-12 | 2018-06-20 | 128 | OR | OR | 2 |  | N | N |  | 888.304 | 1 |  |  |  |  | Y | N | Eligible | 3
K180401 | K170318 | K160125 | [89 empty] | Kalitec Direct, LLC | Scott Winn | 618 E. South Street | Suite 500 | Orlando | FL | US | 32801 | 32801 | 2018-02-14 | 2018-06-14 | SESE | OR | ODP | Summary | OR |  | Traditional | N |  | TiWAVE-C Porous Titanium Cervical Cage | 2018 | 2 | 14 | 2018 | 6 | 14 | 2018-02-14 | 2018-06-14 | 120 | OR | OR | 2 |  | N | N |  | 888.308 | 1 | Intended to stabilize cervical spinal segment to promote fusion in order to restrict motion and decrease pain using bone graft. | Hollow cylinder or rectangular box made of metal or polymer. | Acts as a disc spacer and holds bone graft. | Intervertebral disc space. | Y | N | Eligible | 3
K180431 | K171914 | [90 empty] | NeuroStructures, Inc. | Kathleen Wong | 16 Technology Drive, Suite 165 |  | Irvine | CA | US | 92618 | 92618 | 2018-02-16 | 2018-03-22 | SESE | OR | MAX | Summary | OR |  | Traditional | N |  | Cortina [MAX] Lumbar Cage System | 2018 | 2 | 16 | 2018 | 3 | 22 | 2018-02-16 | 2018-03-22 | 34 | OR | OR | 2 |  | N | N |  | 888.308 | 1 | Intended to stabilize spinal segment to promote fusion in order to restrict motion and decrease pain using bone graft. | hollow cylinder or rectangular box made of metal or polymer | Acts as a disc spacer and holds bone graft. | intervertebral disc space | Y | N | Eligible | 3
K180433 | K162134 | [90 empty] | Aesculap Implant Systems, LLC | Melanie Burkert | 3773 Corporate Parkway |  | Center Valley | PA | US | 18034 | 18034 | 2018-02-20 | 2018-04-26 | SESE | OR | NKB | Summary | OR |  | Traditional | N |  | ENNOVATE® | 2018 | 2 | 20 | 2018 | 4 | 26 | 2018-02-20 | 2018-04-26 | 65 | OR | OR | 2 |  | N | N |  | 888.307 | 1 | Intended to provide immobilization and stabilization of spinal segments in thoracic, lumbar, and sacral spine as an adjunct to fusion. |  |  |  | Y | N | Eligible | 3
K180436 | K003018 | K082770 | K040762 | K172774 | [87 empty] | Stryker Trauma GmbH | Heike Gustke | Prof-Kuentscher-Str. 1-5 |  | Schoenkirchen |  | DE | 24232 | 24232 | 2018-02-20 | 2018-06-06 | SESE | OR | HSB | Summary | OR |  | Traditional | N |  | T2 Alpha Tibia Nailing System, T2 Alpha Femur Antegrade GT/PF Nailing System, IMN Screws System, IMN Instruments System | 2018 | 2 | 20 | 2018 | 6 | 6 | 2018-02-20 | 2018-06-06 | 106 | OR | OR | 2 |  | N | N |  | 888.302 | 1 |  |  |  |  | Y | N | Eligible | 3
K180437 | K153783 | [90 empty] | SpineVision, SAS | Anaella Gallego | 10 Rue de la Renaissance, Batiment E |  | Antony |  | FR | 92160 | 92160 | 2018-02-20 | 2018-05-04 | SESE | OR | MAX | Summary | OR |  | Traditional | N |  | Hexanium® TLIF | 2018 | 2 | 20 | 2018 | 5 | 4 | 2018-02-20 | 2018-05-04 | 73 | OR | OR | 2 |  | N | N |  | 888.308 | 1 | Intended to stabilize spinal segment to promote fusion in order to restrict motion and decrease pain using bone graft. | hollow cylinder or rectangular box made of metal or polymer | Acts as a disc spacer and holds bone graft. | intervertebral disc space | Y | N | Eligible | 3
K180446 | K031729 | K070095 | [89 empty] | b-One Ortho Corp. | Allison Gecik | 3 Wing Drive Suite #259 |  | Cedar Knolls | NJ | US | 7927 | 7927 | 2018-02-20 | 2018-10-12 | SESE | OR | JWH | Summary | OR |  | Traditional | N |  | b-ONE Total Knee System | 2018 | 2 | 20 | 2018 | 10 | 12 | 2018-02-20 | 2018-10-12 | 234 | OR | OR | 2 |  | N | N |  | 888.356 | 1 |  |  |  |  | Y | N | Eligible | 3
K180458 | K161363 | K101278 | [89 empty] | Nvision Biomedical Technologies, LLC | Diana Langham | 1350 N Loop 1604 E, Suite 103 |  | San Antonio | TX | US | 78232 | 78232 | 2018-02-20 | 2018-04-17 | SESE | OR | NKB | Summary | OR |  | Traditional | N |  | FOCUS Pedicle Screw System | 2018 | 2 | 20 | 2018 | 4 | 17 | 2018-02-20 | 2018-04-17 | 56 | OR | OR | 2 |  | N | N |  | 888.307 | 1 | Intended to provide immobilization and stabilization of spinal segments in thoracic, lumbar, and sacral spine as an adjunct to fusion. |  |  |  | Y | N | Eligible | 3
K180459 | K150372 | [90 empty] | OrthoSensor, Inc. | Deborah Johnson | 1855 Griffin Road, Suite A-310 |  | Dania Beach | FL | US | 33004 | 33004 | 2018-02-20 | 2018-06-07 | SESE | OR | ONN | Summary | NE |  | Traditional | N |  | VERASENSE for Zimmer Biomet Persona | 2018 | 2 | 20 | 2018 | 6 | 7 | 2018-02-20 | 2018-06-07 | 107 | OR | NE | 2 |  | N | N |  | 882.456 | 1 | Measurement and interpretation of orthopedic joint information. | Measurement transducer, central processing unit, and user interface. | The system analytically measures the joint state and interprets the measurements using a software algorithm to aid in the positioning of an implant system. | Orthopedic joint. | N | N | Eligible | 3
K180464 | K061665 | [90 empty] | Aevumed, Inc. | Saif Khalil | 877 Richards Road |  | Wayne | PA | US | 19087 | 19087 | 2018-02-21 | 2018-05-31 | SESE | OR | MBI | Summary | OR |  | Traditional | N |  | AEVUMED PHANTOM Suture Anchors | 2018 | 2 | 21 | 2018 | 5 | 31 | 2018-02-21 | 2018-05-31 | 99 | OR | OR | 2 |  | N | N |  | 888.304 | 1 |  |  |  |  | Y | N | Eligible | 3
K180475 | K131538 | [90 empty] | Captiva Spine, Inc. | Jackie Ferro | 967 N. Alternate A1A, Suite 1 |  | Jupiter | FL | US | 33477 | 33477 | 2018-02-22 | 2018-03-19 | SESE | OR | NKB | Summary | OR |  | Traditional | N |  | CapLOX II® / TowerLOX® MIS Pedicle Screw System | 2018 | 2 | 22 | 2018 | 3 | 19 | 2018-02-22 | 2018-03-19 | 25 | OR | OR | 2 |  | N | N |  | 888.307 | 1 | Intended to provide immobilization and stabilization of spinal segments in thoracic, lumbar, and sacral spine as an adjunct to fusion. |  |  |  | Y | N | Eligible | 3
K180480 | K160958 | K080699 | K171633 | K161485 | K151256 | [86 empty] | Alphatec Spine, Inc | Jeremy Markovich | 5818 El Camino Real |  | Carlsbad | CA | US | 92008 | 92008 | 2018-02-23 | 2018-05-31 | SESE | OR | PHM | Summary | OR |  | Traditional | N |  | ATEC Universal Spacer System | 2018 | 2 | 23 | 2018 | 5 | 31 | 2018-02-23 | 2018-05-31 | 97 | OR | OR | 2 |  | N | N |  | 888.308 | 1 | Intended to stabilize thoracic spinal segment to promote fusion in order to restrict motion and decrease pain using bone graft. | hollow cylinder or rectangular box made of metal or polymer | Acts as a disc spacer and holds bone graft. | intervertebral disc space | Y | N | Eligible | 3
K180493 | K113550 | K031729 | [89 empty] | Beijing AK Medical Co., Ltd. | Aiguo Liu | No. 10 Baifuquan Road |  | Beijing |  | CN | 102200 | 102200 | 2018-02-26 | 2018-06-22 | SESE | OR | JWH | Summary | OR |  | Traditional | N |  | A3 Total Knee System | 2018 | 2 | 26 | 2018 | 6 | 22 | 2018-02-26 | 2018-06-22 | 116 | OR | OR | 2 |  | N | N |  | 888.356 | 1 |  |  |  |  | Y | N | Eligible | 3
K180498 | K160989 | K152604 | K161114 | [88 empty] | NuVasive, Incorporated | Martin Yahiro | 7475 Lusk Blvd. |  | San Diego | CA | US | 92121 | 92121 | 2018-02-26 | 2018-11-28 | SESE | OR | PML | Summary | OR |  | Traditional | N |  | NuVasive Reline Fenestrated Screws, High V+ Bone Cement | 2018 | 2 | 26 | 2018 | 11 | 28 | 2018-02-26 | 2018-11-28 | 275 | OR | OR | 2 |  | N | N |  | 888.3027 | 1 | The device is intended to augment the fixation of screws in a posterior spinal system construct. | Viscous, polymethylmethacrylate material that set hardens over time. | The device is placed within the prepared bone canal for placement of the posterior screw, and can be delivered through the screw cannulation and fenestrations. | Prepared bone canal in the posterior spine for placement of a screw. | Y | N | Eligible | 3
K180500 | K173135 | K062498 | [89 empty] | Stryker GmbH | Paul Nelson | 325 Corporate Drive |  | Mahwah | NJ | US | 7430 | 7430 | 2018-02-26 | 2018-06-04 | SESE | OR | HWC | Summary | OR |  | Traditional | N |  | VariAx 2 System | 2018 | 2 | 26 | 2018 | 6 | 4 | 2018-02-26 | 2018-06-04 | 98 | OR | OR | 2 |  | N | N |  | 888.304 | 1 |  |  |  |  | Y | N | Eligible | 3
K180502 | K140106 | K131122 | [89 empty] | Renovis Surgical Technologies Inc. | Anthony DeBenedictis | 1901 W. Lugonia Ave., Ste 340 |  | Redlands | CA | US | 92374 | 92374 | 2018-02-26 | 2018-06-14 | SESE | OR | OVD | Summary | OR |  | Traditional | N |  | S128 Anterior Lumbar Interbody Fusion (ALIF) System | 2018 | 2 | 26 | 2018 | 6 | 14 | 2018-02-26 | 2018-06-14 | 108 | OR | OR | 2 |  | N | N |  | 888.308 | 1 | Intended to stabilize lumbar spinal segment to promote fusion in order to restrict motion and decrease pain using bone graft with or without supplemental fixation. | Hollow cylinder or rectangular box made of metal or polymer with integrated fixation. | Acts as a disc spacer and holds bone graft; also includes some form of integrated fixation to maintain stability by direct purchase into the bony vertebral endplates. | Intervertebral disc space | Y | N | Eligible | 3
K180503 | K173129 | [90 empty] | NuVasive Specialized Orthopedics, Inc. | Lance Justice | 101 Enterprise, Suite 100 |  | Aliso Viejo | CA | US | 92656 | 92656 | 2018-02-26 | 2018-04-03 | SESE | OR | HSB | Summary | OR |  | Special | N |  | PRECICE STRYDE System | 2018 | 2 | 26 | 2018 | 4 | 3 | 2018-02-26 | 2018-04-03 | 36 | OR | OR | 2 |  | N | N |  | 888.302 | 1 |  |  |  |  | Y | N | Eligible | 3
K180519 | K102090 | K153782 | K170953 | K172816 | [87 empty] | Choice Spine, LP | Kim Finch | 400 Erin Drive |  | Knoxville | TN | US | 37919 | 37919 | 2018-02-27 | 2018-05-16 | SESE | OR | OVD | Summary | OR |  | Traditional | N |  | HARRIER-SA Lumbar Interbody System | 2018 | 2 | 27 | 2018 | 5 | 16 | 2018-02-27 | 2018-05-16 | 78 | OR | OR | 2 |  | N | N |  | 888.308 | 1 | Intended to stabilize lumbar spinal segment to promote fusion in order to restrict motion and decrease pain using bone graft with or without supplemental fixation. | Hollow cylinder or rectangular box made of metal or polymer with integrated fixation. | Acts as a disc spacer and holds bone graft; also includes some form of integrated fixation to maintain stability by direct purchase into the bony vertebral endplates. | Intervertebral disc space | Y | N | Eligible | 3
K180537 | K081770 | K061482 | K112533 | [88 empty] | Zavation Medical Products LLC | Matt Jones | 220 Lakeland Parkway |  | Flowood | MS | US | 39232 | 39232 | 2018-02-28 | 2018-03-27 | SESE | OR | KWQ | Summary | OR |  | Traditional | N |  | Zavation Buttress Plate System | 2018 | 2 | 28 | 2018 | 3 | 27 | 2018-02-28 | 2018-03-27 | 27 | OR | OR | 2 |  | N | N |  | 888.306 | 1 |  |  |  |  | Y | N | Eligible | 3
K180539 | K110069 | K093047 | K970748 | K141078 | K152171 | K140550 | [85 empty] | Arrowhead Medical Device Technologies, LLC | Thomas J. Twardzik | 328 Poplar View Lane East, Suite 2 |  | Collierville | TN | US | 38017 | 38017 | 2018-02-28 | 2018-08-13 | SESE | OR | OSN | Summary | OR |  | Traditional | N |  | Deformity Analysis and Correction Software (DACS) and Instrumentation | 2018 | 2 | 28 | 2018 | 8 | 13 | 2018-02-28 | 2018-08-13 | 166 | OR | OR | 2 |  | N | N |  | 888.303 | 1 | Software associated with an orthopedic trauma device which is intended for the diagnosis or treatment of traumatic or reconstructive orthopedic conditions | Custom written or off the shelf software intended to be used with an orthopedic trauma device | Software operated by the manufacturer or end user intended to diagnose or treat an orthopedic condition | Musculoskeletal system | Y | N | Eligible | 3
K180541 | K142658 | K112583 | [89 empty] | Synthes USA Products, LLC | Nicholas Fountoulakis | 1301 Goshen Parkway |  | West Chester | PA | US | 19380 | 19380 | 2018-03-01 | 2018-11-21 | SESE | OR | HWC | Summary | OR |  | Traditional | N |  | DePuy Synthes 2.0 mm Quick Insertion Screws | 2018 | 3 | 1 | 2018 | 11 | 21 | 2018-03-01 | 2018-11-21 | 265 | OR | OR | 2 |  | N | N |  | 888.304 | 1 |  |  |  |  | Y | N | Eligible | 3
K180544 | K931155 | K162354 | K163226 | K090047 | [87 empty] | Synthes (USA) Products, LLC | Suchitra Basu | 1301 Goshen Parkway |  | West Chester | PA | US | 19380 | 19380 | 2018-03-01 | 2018-07-24 | SESE | OR | JDR | Summary | OR |  | Traditional | N |  | DePuy Synthes Static Staples | 2018 | 3 | 1 | 2018 | 7 | 24 | 2018-03-01 | 2018-07-24 | 145 | OR | OR | 2 |  | N | N |  | 888.303 | 1 |  |  |  |  | Y | N | Eligible | 3
K180550 | K151651 | K170271 | K081611 | [88 empty] | NuVasive, Incorporated | Martin Yahiro | 7475 Lusk Boulevard |  | San Diego | CA | US | 92121 | 92121 | 2018-03-01 | 2018-11-20 | SESE | OR | PLR | Summary | OR |  | Traditional | N |  | NuVasive Monolith Cervical Corpectomy System | 2018 | 3 | 1 | 2018 | 11 | 20 | 2018-03-01 | 2018-11-20 | 264 | OR | OR | 2 |  | N | N |  | 888.306 | 1 | Vertebral body replacement in the cervical spine. | Metallic or polymeric device (usually rectangular or cylindrical), with open central and lateral canals for bone graft containment, providing rigidity and structural support. | Provides structural support for the indicated population. | Cervical spine | Y | N | Eligible | 3
K180554 | K163361 | K173166 | K063049 | K090047 | K140814 | K993106 | K090675 | K100776 | [83 empty] | Globus Medical Inc. | Kelly J. Baker | 2560 General Armistead Avenue | Valley Forge Business Center | Audubon | PA | US | 19403 | 19403 | 2018-03-01 | 2018-10-22 | SESE | OR | HRS | Summary | OR |  | Traditional | N |  | ANTHEM Fracture System | 2018 | 3 | 1 | 2018 | 10 | 22 | 2018-03-01 | 2018-10-22 | 235 | OR | OR | 2 |  | N | N |  | 888.303 | 1 |  |  |  |  | Y | N | Eligible | 3
K180556 | K162496 | K150847 | [89 empty] | Corelink, LLC | Steven D. Mounts | 7911 Forsyth Blvd, Suite # 200 |  | St. Louis | MO | US | 63105 | 63105 | 2018-03-01 | 2018-07-27 | SESE | OR | MAX | Summary | OR |  | Special | N |  | Corelink Foundation 3D Anterior Lumbar System | 2018 | 3 | 1 | 2018 | 7 | 27 | 2018-03-01 | 2018-07-27 | 148 | OR | OR | 2 |  | N | N |  | 888.308 | 1 | Intended to stabilize spinal segment to promote fusion in order to restrict motion and decrease pain using bone graft. | hollow cylinder or rectangular box made of metal or polymer | Acts as a disc spacer and holds bone graft. | intervertebral disc space | Y | N | Eligible | 3
K180573 | K062466 | K040331 | K083635 | [88 empty] | Responsive Arthroscopy LLC | Doug Kohrs | 701 N. 3rd Street, Suite 202 |  | Minneapolis | MN | US | 55401 | 55401 | 2018-03-05 | 2018-11-23 | SESE | OR | HWC | Summary | OR |  | Traditional | N |  | Responsive Arthroscopy Interference Screw System | 2018 | 3 | 5 | 2018 | 11 | 23 | 2018-03-05 | 2018-11-23 | 263 | OR | OR | 2 |  | N | N |  | 888.304 | 1 |  |  |  |  | Y | N | Eligible | 3
K180580 | K072212 | [90 empty] | Surgical Instrument Service and Savings Inc | Stephanie Boyle Mays | (dba Medline ReNewal) | 1500 NE Hemlock Ave | Redmond | OR | US | 97756 | 97756 | 2018-03-05 | 2018-07-27 | SESE | OR | KTT | Summary | OR |  | Traditional | N |  | Medline ReNewal Reprocessed Smith & Nephew Jet-X External Fixation Devices | 2018 | 3 | 5 | 2018 | 7 | 27 | 2018-03-05 | 2018-07-27 | 144 | OR | OR | 2 |  | N | N |  | 888.303 | 1 |  |  |  |  | Y | N | Eligible | 3
K180582 | K935481 | [90 empty] | A & E Medical Corporation | Hollie Johnson | 5206 Asbury Road |  | Farmingdale | NJ | US | 7727 | 7727 | 2018-03-05 | 2018-05-31 | SESE | OR | JDQ | Summary | OR |  | Traditional | N |  | Sternal Cable System | 2018 | 3 | 5 | 2018 | 5 | 31 | 2018-03-05 | 2018-05-31 | 87 | OR | OR | 2 |  | N | N |  | 888.301 | 1 |  |  |  |  | Y | N | Eligible | 3
K180594 | K171020 | K101679 | K063478 | K140855 | K120155 | [86 empty] | Arthrex, Inc. | Ivette Galmez | 1370 Creekside Boulevard |  | Naples | FL | US | 34108-1945 | 34108-1945 | 2018-03-06 | 2018-06-22 | SESE | OR | MAI | Summary | OR |  | Traditional | N |  | Knotless SutureTak Anchors | 2018 | 3 | 6 | 2018 | 6 | 22 | 2018-03-06 | 2018-06-22 | 108 | OR | OR | 2 |  | N | N |  | 888.303 | 1 |  |  |  |  | Y | N | Eligible | 3
K180612 | K071881 | K172326 | K150307 | [88 empty] | Howmedica Osteonics Corp aka Stryker Orthopaedics | Emily DiMambro | 325 Corporate Dr. |  | Mahwah | NJ | US | 7430 | 7430 | 2018-03-08 | 2018-06-07 | SESE | OR | HSX | Summary | OR |  | Traditional | N |  | Triathlon PKR X3 Tibial Inserts, Mako X3 Uni Onlay Tibial Inserts | 2018 | 3 | 8 | 2018 | 6 | 7 | 2018-03-08 | 2018-06-07 | 91 | OR | OR | 2 |  | N | N |  | 888.352 | 1 |  |  |  |  | Y | N | Eligible | 3
K180624 | K172183 | K140431 | [89 empty] | Orthofix Srl | Gianluca Ricadona | Via delle Nazioni 9 |  | Bussolengo |  | IT | 37012 | 37012 | 2018-03-09 | 2018-05-15 | SESE | OR | OBT | Summary | OR |  | Special | N |  | Guided Growth Plate System Plus | 2018 | 3 | 9 | 2018 | 5 | 15 | 2018-03-09 | 2018-05-15 | 67 | OR | OR | 2 |  | N | N |  | 888.303 | 1 | Intended to redirect the angle of growth of long bone(s) only in pediatric patients. Indicated for temporary or permanent epiphysiodesis. For gradually correcting angular deformities of long bones in pediatric patients with an open physis. Specific conditions/diseases for which the device will be indicated include valgus, varus, or flexion extension deformities of the knee (femur and/or tibia); valgus, varus or plantar flexion deformities of the ankle, valgus or varus deformities of the elbow, as well as radial or ulnar deviation, flexion or extension deformities of the wrist (radius). The device may be removed when growth has equalized or the growth plate has fused. | Metallic bone fixation appliances and accessories | Mechanical bone fixation | Long bone growth plates only. Spinal indications require additional testing, labeling and an different product code. | Y | Y | Eligible | 3
K180632 | K063569 | K110708 | K093275 | K102951 | K131575 | [86 empty] | Exactech Inc. | Zach Sharrah | 2320 NW 66th Court |  | Gainesville | FL | US | 32653 | 32653 | 2018-03-12 | 2018-07-25 | SESE | OR | PHX | Summary | OR |  | Special | N |  | Exactech Equinoxe Small Reverse Shoulder System | 2018 | 3 | 12 | 2018 | 7 | 25 | 2018-03-12 | 2018-07-25 | 135 | OR | OR | 2 |  | N | N |  | 888.366 | 1 | Intended to be used to relieve pain and to replace the glenoid and humeral side of the shoulder joint in order to restore mobility in a grossly rotator cuff deficient joint with severe arthropathy or a previous joint replacement with a grossly rotator cuff deficient joint. | Typically includes humeral stem, humeral socket, humeral cup, glenosphere, and glenoid baseplate with fixation screws. The humeral stem and humeral socket may be one single piece or two separate pieces locked together. The humeral cup is snap fit into the humeral socket. The humeral cup is made from UHMWPE and articulates with the glenosphere made of CoCrMo alloy, Titanium alloy, or stainless steel. The glenosphere locks to glenoid baseplate which is fixed to the glenoid bone by 2-6 screws. The glenoid baseplate has HA coating, metallic coating or no coating and may feature a central peg, central screw, central cage, or keel. | Relative to the native shoulder joint, the device moves the center of rotation medially and distally to the anatomic position which increases the length of the deltoid muscle's lever arm, allowing the same rotational moment with less applied force. | Shoulder joint | Y | N | Eligible | 3
K180642 | K121151 | K160066 | K161127 | K081917 | [87 empty] | Life Spine Inc. | Randy Lewis | 13951 S Quality Drive |  | Huntley | IL | US | 60142 | 60142 | 2018-03-12 | 2018-05-10 | SESE | OR | OVE | Summary | OR |  | Traditional | N |  | Pro-Link® Ti Stand-Alone Cervical Spacer System | 2018 | 3 | 12 | 2018 | 5 | 10 | 2018-03-12 | 2018-05-10 | 59 | OR | OR | 2 |  | N | N |  | 888.308 | 1 | Intended to stabilize cervical spinal segment to promote fusion in order to restrict motion and decrease pain using bone graft with or without supplemental fixation. | Hollow cylinder or rectangular box made of metal or polymer with integrated fixation. | Acts as a disc spacer and holds bone graft; also includes some form of integrated fixation to maintain stability by direct purchase into the bony vertebral endplates. | Intervertebral disc space | Y | N | Eligible | 3
K180655 | K120091 | K120832 | K111940 | [88 empty] | Presidio Surgical | Meredith Lee May | 1451 Danville Blvd. | Suite 204 | Alamo | CA | US | 94507 | 94507 | 2018-03-13 | 2018-07-13 | SESE | OR | NKB | Summary | OR |  | Traditional | N |  | Viking Lumbar Polyaxial Screw System | 2018 | 3 | 13 | 2018 | 7 | 13 | 2018-03-13 | 2018-07-13 | 122 | OR | OR | 2 |  | N | N |  | 888.307 | 1 | Intended to provide immobilization and stabilization of spinal segments in thoracic, lumbar, and sacral spine as an adjunct to fusion. |  |  |  | Y | N | Eligible | 3
K180662 | K071176 | [90 empty] | Arthrex Inc. | Jessica L. Singelais | 1370 Creekside Boulevard |  | Naples | FL | US | 34108-1945 | 34108-1945 | 2018-03-14 | 2018-05-22 | SESE | OR | MAI | Summary | OR |  | Special | N |  | Arthrex FastThread Interference Screw | 2018 | 3 | 14 | 2018 | 5 | 22 | 2018-03-14 | 2018-05-22 | 69 | OR | OR | 2 |  | N | N |  | 888.303 | 1 |  |  |  |  | Y | N | Eligible | 3
K180665 | K162315 | K170055 | K171704 | K172032 | K151651 | [86 empty] | K2M, LLC. | Nancy Giezen | 600 Hope Parkway SE |  | Leesburg | VA | US | 20175 | 20175 | 2018-03-14 | 2018-11-28 | SESE | OR | MQP | Summary | OR |  | Traditional | N |  | SANTORINI Corpectomy Cage System, CAPRI Corpectomy Cage System | 2018 | 3 | 14 | 2018 | 11 | 28 | 2018-03-14 | 2018-11-28 | 259 | OR | OR | 2 |  | N | N |  | 888.306 | 1 |  |  |  |  | Y | N | Eligible | 3
K180670 | K062466 | [90 empty] | ICONN Orthopedics, LLC | Whitt Israel | 400 Union Hill Drive, Suite 150 |  | Birmingham | AL | US | 35209 | 35209 | 2018-03-14 | 2018-12-07 | SESE | OR | HWC | Summary | OR |  | Traditional | N |  | ICONN Campbell Interference Screw | 2018 | 3 | 14 | 2018 | 12 | 7 | 2018-03-14 | 2018-12-07 | 268 | OR | OR | 2 |  | N | N |  | 888.304 | 1 |  |  |  |  | Y | N | Eligible | 3
K180673 | K162315 | K060416 | K012254 | K172032 | K112664 | [86 empty] | Zavation Medical Products LLC | Frankie Cummins | 220 Lakeland Parkway |  | Flowood | MS | US | 39232 | 39232 | 2018-03-14 | 2018-07-13 | SESE | OR | PLR | Summary | OR |  | Traditional | N |  | Normandy VBR System | 2018 | 3 | 14 | 2018 | 7 | 13 | 2018-03-14 | 2018-07-13 | 121 | OR | OR | 2 |  | N | N |  | 888.306 | 1 | Vertebral body replacement in the cervical spine. | Metallic or polymeric device (usually rectangular or cylindrical), with open central and lateral canals for bone graft containment, providing rigidity and structural support. | Provides structural support for the indicated population. | Cervical spine | Y | N | Eligible | 3
K180674 | K150362 | K142026 | K081730 | K150321 | [87 empty] | Cutting Edge Spine, LLC | Kyle Kuntz | 101 Waxhaw Professional Park, Suite A |  | Waxhaw | NC | US | 28173 | 28173 | 2018-03-15 | 2018-06-25 | SESE | OR | ODP | Summary | OR |  | Traditional | N |  | EVOL® ha-C Cervical Interbody Fusion System | 2018 | 3 | 15 | 2018 | 6 | 25 | 2018-03-15 | 2018-06-25 | 102 | OR | OR | 2 |  | N | N |  | 888.308 | 1 | Intended to stabilize cervical spinal segment to promote fusion in order to restrict motion and decrease pain using bone graft. | Hollow cylinder or rectangular box made of metal or polymer. | Acts as a disc spacer and holds bone graft. | Intervertebral disc space. | Y | N | Eligible | 3
K180675 | K163491 | K121649 | K130948 | K162918 | [87 empty] | Atlas Spine, Inc. | Thomas Smith | 1555 Jupiter Park Drive, Suite 1 |  | Jupiter | FL | US | 33458 | 33458 | 2018-03-15 | 2018-06-13 | SESE | OR | ODP | Summary | OR |  | Traditional | N |  | Atlas Spine Expandable Cervical Interbody System | 2018 | 3 | 15 | 2018 | 6 | 13 | 2018-03-15 | 2018-06-13 | 90 | OR | OR | 2 |  | N | N |  | 888.308 | 1 | Intended to stabilize cervical spinal segment to promote fusion in order to restrict motion and decrease pain using bone graft. | Hollow cylinder or rectangular box made of metal or polymer. | Acts as a disc spacer and holds bone graft. | Intervertebral disc space. | Y | N | Eligible | 3
K180686 | K163206 | K122571 | K072605 | K061342 | K051942 | K051663 | K140276 | [84 empty] | SeaSpine Orthopedics Corporation | Gina Flores | 5770 Armada Drive |  | Carlsbad | CA | US | 92008 | 92008 | 2018-03-15 | 2018-05-14 | SESE | OR | NKB | Summary | OR |  | Traditional | N |  | SeaSpine Daytona Small Stature Spinal System | 2018 | 3 | 15 | 2018 | 5 | 14 | 2018-03-15 | 2018-05-14 | 60 | OR | OR | 2 |  | N | N |  | 888.307 | 1 | Intended to provide immobilization and stabilization of spinal segments in thoracic, lumbar, and sacral spine as an adjunct to fusion. |  |  |  | Y | N | Eligible | 3
K180687 | K113540 | K160463 | K173283 | K093242 | K102313 | [86 empty] | Reliance Medical Systems | Bret M Berry | 545 West 500 South Suite 100 |  | Bountiful | UT | US | 84010 | 84010 | 2018-03-15 | 2018-05-15 | SESE | OR | MAX | Summary | OR |  | Special | N |  | Reliance Lumber IBF System | 2018 | 3 | 15 | 2018 | 5 | 15 | 2018-03-15 | 2018-05-15 | 61 | OR | OR | 2 |  | N | N |  | 888.308 | 1 | Intended to stabilize spinal segment to promote fusion in order to restrict motion and decrease pain using bone graft. | hollow cylinder or rectangular box made of metal or polymer | Acts as a disc spacer and holds bone graft. | intervertebral disc space | Y | N | Eligible | 3
K180690 | K153203 | K143628 | K161591 | [88 empty] | Globus Medical Inc. | Lori Burns | 2560 General Armistead Ave. |  | Audubon | PA | US | 19403 | 19403 | 2018-03-16 | 2018-06-25 | SESE | OR | OLO | Summary | NE |  | Traditional | N |  | Navigation Instruments | 2018 | 3 | 16 | 2018 | 6 | 25 | 2018-03-16 | 2018-06-25 | 101 | OR | NE | 2 |  | N | N |  | 882.456 | 1 | Stereotaxic guidance during orthopedic surgery procedures. Indicated for Orthopedic joint or spine surgery. Neurological stereotaxic instruments are classified under product code HAW. | Device consists of Camera, computer, various shaped tracking arrays, computer interface for commmunication between user and device. | User loads Computer software pre-Op to plan surgery procedure, then registers the patient anatomy during surgery to allow software to track patient anatomy, implants, and surgical tools in real time/space. | Orthopedic joints and spinal procedures where tracking of instrumentation is desired. | N | N | Eligible | 3
K180695 | K180965 | K102738 | K123767 | K132790 | K112316 | K142112 | K151214 | K150673 | K013665 | [82 empty] | FBC Device ApS | Finn Bjarke Christensen | Viengevej 100 |  | Risskov |  | DK | 8240 | 8240 | 2018-03-16 | 2018-07-12 | SESE | OR | OVD | Summary | OR |  | Traditional | N |  | FBC 921 (ALIF) | 2018 | 3 | 16 | 2018 | 7 | 12 | 2018-03-16 | 2018-07-12 | 118 | OR | OR | 2 |  | N | N |  | 888.308 | 1 | Intended to stabilize lumbar spinal segment to promote fusion in order to restrict motion and decrease pain using bone graft with or without supplemental fixation. | Hollow cylinder or rectangular box made of metal or polymer with integrated fixation. | Acts as a disc spacer and holds bone graft; also includes some form of integrated fixation to maintain stability by direct purchase into the bony vertebral endplates. | Intervertebral disc space | Y | N | Eligible | 3
K180700 | K163032 | K160983 | [89 empty] | Medtronic Sofamor Danek USA, Inc. | Laveeda Leflore | 1800 Pyramid Place |  | Memphis | TN | US | 38132 | 38132 | 2018-03-16 | 2018-05-18 | SESE | OR | NDN | Summary | OR |  | Traditional | N |  | KYPHON HV-R Bone Cement | 2018 | 3 | 16 | 2018 | 5 | 18 | 2018-03-16 | 2018-05-18 | 63 | OR | OR | 2 |  | N | N |  | 888.3027 | 1 |  |  |  |  | Y | N | Eligible | 3
K180724 | K162986 | K083894 | K112316 | K080699 | K090782 | [86 empty] | Camber Spine Technologies LLC | Sean S. Bishop | 418 E. Lancaster Ave. |  | Wayne | PA | US | 19087 | 19087 | 2018-03-20 | 2018-06-25 | SESE | OR | MAX | Summary | OR |  | Traditional | N |  | SPIRA Open Matrix LLIF | 2018 | 3 | 20 | 2018 | 6 | 25 | 2018-03-20 | 2018-06-25 | 97 | OR | OR | 2 |  | N | N |  | 888.308 | 1 | Intended to stabilize spinal segment to promote fusion in order to restrict motion and decrease pain using bone graft. | hollow cylinder or rectangular box made of metal or polymer | Acts as a disc spacer and holds bone graft. | intervertebral disc space | Y | N | Eligible | 3
K180728 | K153348 | [90 empty] | Spinal Elements Inc | Julie Lamothe | 3115 Melrose Dr., Suite 200 |  | Carlsbad | CA | US | 92010 | 92010 | 2018-03-20 | 2018-09-06 | SESE | OR | OWI | Summary | OR |  | Traditional | N |  | Spinal Elements Cerclage System | 2018 | 3 | 20 | 2018 | 9 | 6 | 2018-03-20 | 2018-09-06 | 170 | OR | OR | 2 |  | N | N |  | 888.301 | 1 | Acts as a bone anchor for temporary stabilization, or used in conjunction with other medical implants of similar metals when wiring is needed, during development of a spinal fusion. | metallic wire, polyester bands | Wrapped around a portion of the sublaminar, posterior spine for temporary stabilization during spinal fusion procedures. May be used in conjunction with other medical implants made of similar metals whenever wiring" may help secure the attachment of other implants.¦sublaminar, posterior spine¦Y¦N¦Eligible |  |  |  |  | 3
K180729 | K131417 | K083442 | K953076 | K003928 | K013829 | K123932 | [85 empty] | Huvexel Co., Ltd | Sung Hee-Lee | 101-105 Megacenter, SKn Technopark, 124, Sagimakgol-ro | Jungwon-gu | Seongnam-si |  | KR | 13207 | 13207 | 2018-03-20 | 2018-06-28 | SESE | OR | MRW | Summary |  |  | Traditional | N |  | FaSet Fixation System | 2018 | 3 | 20 | 2018 | 6 | 28 | 2018-03-20 | 2018-06-28 | 100 | OR |  | U | 1 | N | N |  |  | 1 |  |  |  |  | Y | N | Eligible | 3
K180730 | K171067 | K153008 | K103374 | K133585 | [87 empty] | Wright Medical Technology, Inc. | Alayne Melancon | 1023 Cherry Road |  | Memphis | TN | US | 38117 | 38117 | 2018-03-20 | 2018-07-11 | SESE | OR | HSN | Summary | OR |  | Traditional | N |  | INVISION Total Ankle Revision System | 2018 | 3 | 20 | 2018 | 7 | 11 | 2018-03-20 | 2018-07-11 | 113 | OR | OR | 2 |  | N | N |  | 888.311 | 1 |  |  |  |  | Y | N | Eligible | 3
K180736 | [91 empty] | WishBone Medical, Inc. | Gary Barnett | 1250 North Pointe Drive |  | Warsaw | IN | US | 46992 | 46992 | 2018-03-22 | 2018-10-04 | SESE | OR | HRS | Statement | OR |  | Traditional | N |  | WishBone Medical Plate and Screw System | 2018 | 3 | 22 | 2018 | 10 | 4 | 2018-03-22 | 2018-10-04 | 196 | OR | OR | 2 |  | N | N |  | 888.303 | 1 |  |  |  |  | Y | N | Eligible | 3
K180743 | K060569 | [90 empty] | Ortho Development Corporation | Dan Petersen | 12187 So. Business Park Drive |  | Draper | UT | US | 84020 | 84020 | 2018-03-22 | 2018-06-20 | SESE | OR | JWH | Summary | OR |  | Traditional | N |  | Balanced Knee Revision System - Offset Junction Box | 2018 | 3 | 22 | 2018 | 6 | 20 | 2018-03-22 | 2018-06-20 | 90 | OR | OR | 2 |  | N | N |  | 888.356 | 1 |  |  |  |  | Y | N | Eligible | 3
K180744 | K111068 | [90 empty] | Skeletal Dynamics, LLC | Ana M. Escagedo | 8905 SW 87 Avenue, Suite 201 |  | Miami | FL | US | 33176 | 33176 | 2018-03-22 | 2018-04-11 | SESE | OR | KYI | Summary | OR |  | Special | N |  | Stablyx CMC Arthroplasty Implant System | 2018 | 3 | 22 | 2018 | 4 | 11 | 2018-03-22 | 2018-04-11 | 20 | OR | OR | 2 |  | N | N |  | 888.377 | 1 |  |  |  |  | Y | N | Eligible | 3
K180749 | K141246 | [90 empty] | Life Spine Inc. | Randy Lewis | 13951 S Quality Drive |  | Huntley | IL | US | 60142 | 60142 | 2018-03-22 | 2018-06-15 | SESE | OR | OUR | Summary | OR |  | Traditional | N |  | Life Spine SIMPACT Sacroiliac Joint Fixation System | 2018 | 3 | 22 | 2018 | 6 | 15 | 2018-03-22 | 2018-06-15 | 85 | OR | OR | 2 |  | N | N |  | 888.304 | 1 | sacroiliac joint fusion | may be used with bone graft, should not be used with bone cement | bridges both sides of the joint, preventing motion | sacroiliac joint | Y | N | Eligible | 3
K180750 | K170613 | [90 empty] | Signature Orthopaedics Pty Ltd. | Declan Brazil | 7 Sirius Road |  | Lane Cove |  | AU | 2066 | 2066 | 2018-03-22 | 2018-04-20 | SESE | OR | JWH | Summary | OR |  | Special | N |  | World Knee System | 2018 | 3 | 22 | 2018 | 4 | 20 | 2018-03-22 | 2018-04-20 | 29 | OR | OR | 2 |  | N | N |  | 888.356 | 1 |  |  |  |  | Y | N | Eligible | 3
K180753 | K141401 | K071092 | K014154 | [88 empty] | SafetyFix Medical Technologies, Inc. | Michael Horwitz | 8637 Delmar Blvd |  | St. Louis | MO | US | 63124 | 63124 | 2018-03-22 | 2018-04-20 | SESE | OR | HWC | Summary | OR |  | Special | N |  | SafetyFix EasyOut System | 2018 | 3 | 22 | 2018 | 4 | 20 | 2018-03-22 | 2018-04-20 | 29 | OR | OR | 2 |  | N | N |  | 888.304 | 1 |  |  |  |  | Y | N | Eligible | 3
K180754 | K081252 | K041449 | K023644 | K052398 | K150184 | K163625 | K121297 | [84 empty] | Signature Orthopaedics Pty Ltd. | Declan Brazil | 7 Sirius Road |  | Lane Cove |  | AU | 2066 | 2066 | 2018-03-22 | 2018-12-07 | SESE | OR | NKB | Summary | OR |  | Traditional | N |  | C-Zero Pedicle Screw System, Freedom Pedicle Screw System | 2018 | 3 | 22 | 2018 | 12 | 7 | 2018-03-22 | 2018-12-07 | 260 | OR | OR | 2 |  | N | N |  | 888.307 | 1 | Intended to provide immobilization and stabilization of spinal segments in thoracic, lumbar, and sacral spine as an adjunct to fusion. |  |  |  | Y | N | Eligible | 3
K180755 | K081770 | K090415 | [89 empty] | Evolution Spine, LLC | Douglas Davis | 2300 North Haskell Ave |  | Dallas | TX | US | 75204 | 75204 | 2018-03-22 | 2018-07-06 | SESE | OR | KWQ | Summary | OR |  | Traditional | N |  | Vail ALIF Buttress Plate System | 2018 | 3 | 22 | 2018 | 7 | 6 | 2018-03-22 | 2018-07-06 | 106 | OR | OR | 2 |  | N | N |  | 888.306 | 1 |  |  |  |  | Y | N | Eligible | 3
K180758 | K043045 | [90 empty] | Wiltrom Corporation Limited | Yi-Chun Su | 1F., No. 26, Sec. 2, Shengyi Rd. |  | Zhubei City |  | TW | 30261 | 30261 | 2018-03-22 | 2018-10-24 | SESE | OR | MQV | Summary | OR |  | Traditional | N |  | Osteocera Resorbable Bone Substitute | 2018 | 3 | 22 | 2018 | 10 | 24 | 2018-03-22 | 2018-10-24 | 216 | OR | OR | 2 |  | N | N |  | 888.3045 | 1 |  |  |  |  | Y | N | Eligible | 3
K180759 | K070758 | K101100 | K120824 | K101679 | [87 empty] | U & I Corporation | Bo-Ram Kang | 20, Sandan-ro 76beon-gil(Rd) |  | Uijeongbu-si |  | KR | 11781 | 11781 | 2018-03-22 | 2018-08-09 | SESE | OR | MBI | Summary | OR |  | Traditional | N |  | SECULOK Suture Anchor | 2018 | 3 | 22 | 2018 | 8 | 9 | 2018-03-22 | 2018-08-09 | 140 | OR | OR | 2 |  | N | N |  | 888.304 | 1 |  |  |  |  | Y | N | Eligible | 3
K180763 | K171592 | [90 empty] | CONMED Corporation | Diana L. Nader-Martone | 525 French Road |  | Utica | NY | US | 13502 | 13502 | 2018-03-23 | 2018-07-19 | SESE | OR | MAI | Summary | OR |  | Traditional | N |  | CuffLink Implant System Biocomposite | 2018 | 3 | 23 | 2018 | 7 | 19 | 2018-03-23 | 2018-07-19 | 118 | OR | OR | 2 |  | N | N |  | 888.303 | 1 |  |  |  |  | Y | N | Eligible | 3
K180766 | K130778 | [90 empty] | Elliquence, LLC | Paul D. Buhrke | 2455 Grand Avenue |  | Baldwin | NY | US | 11510 | 11510 | 2018-03-23 | 2018-06-11 | SESE | OR | HRX | Summary | OR |  | Traditional | N |  | Endiscope, Endiscope Cervical | 2018 | 3 | 23 | 2018 | 6 | 11 | 2018-03-23 | 2018-06-11 | 80 | OR | OR | 2 |  | N | Y |  | 888.11 | 1 | Validated reprocessing instructions and reprocessing validation data for this device type must be included in a 510(k) submission if the device is reusable and has specific design features (please refer to Table 2 of 82 FR 26807, available at https://www.gpo.gov/fdsys/pkg/FR-2017-06-09/pdf/2017-12007.pdf). |  |  |  | N | N | Ineligible | 3
K180768 | K151342 | K171141 | K150768 | [88 empty] | Arthrex Inc. | Jessica L. Singelais | 1370 Creekside Boulevard |  | Naples | FL | US | 34108-1945 | 34108-1945 | 2018-03-23 | 2018-12-14 | SESE | OR | MAI | Summary | OR |  | Traditional | N |  | Arthrex SwiveLock Anchors | 2018 | 3 | 23 | 2018 | 12 | 14 | 2018-03-23 | 2018-12-14 | 266 | OR | OR | 2 |  | N | N |  | 888.303 | 1 |  |  |  |  | Y | N | Eligible | 3
K180772 | K142237 | [90 empty] | Met One Technologies | Evan Carbonell | 154 N. Festival Dr. Villa F |  | El Paso | TX | US | 79912 | 79912 | 2018-03-23 | 2018-12-17 | SESE | OR | KWQ | Summary | OR |  | Traditional | N |  | Met One Czar Anterior Cervical Plate System | 2018 | 3 | 23 | 2018 | 12 | 17 | 2018-03-23 | 2018-12-17 | 269 | OR | OR | 2 |  | N | N |  | 888.306 | 1 |  |  |  |  | Y | N | Eligible | 3
K180777 | K163364 | K173025 | [89 empty] | K2M, Inc. | Nancy Giezen | 600 Hope Parkway SE |  | Leesburg | VA | US | 20175 | 20175 | 2018-03-26 | 2018-08-03 | SESE | OR | MAX | Summary | OR |  | Traditional | N |  | K2M Expandable Interbody System | 2018 | 3 | 26 | 2018 | 8 | 3 | 2018-03-26 | 2018-08-03 | 130 | OR | OR | 2 |  | N | N |  | 888.308 | 1 | Intended to stabilize spinal segment to promote fusion in order to restrict motion and decrease pain using bone graft. | hollow cylinder or rectangular box made of metal or polymer | Acts as a disc spacer and holds bone graft. | intervertebral disc space | Y | N | Eligible | 3
K180796 | K172518 | [90 empty] | Spineology Inc. | Jacqueline A. Hauge | 7800 3rd Street N., Suite 600 |  | St. Paul | MN | US | 55128 | 55128 | 2018-03-27 | 2018-05-02 | SESE | OR | OLO | Summary | NE |  | Special | N |  | Spineology Navigation Instruments | 2018 | 3 | 27 | 2018 | 5 | 2 | 2018-03-27 | 2018-05-02 | 36 | OR | NE | 2 |  | N | N |  | 882.456 | 1 | Stereotaxic guidance during orthopedic surgery procedures. Indicated for Orthopedic joint or spine surgery. Neurological stereotaxic instruments are classified under product code HAW. | Device consists of Camera, computer, various shaped tracking arrays, computer interface for commmunication between user and device. | User loads Computer software pre-Op to plan surgery procedure, then registers the patient anatomy during surgery to allow software to track patient anatomy, implants, and surgical tools in real time/space. | Orthopedic joints and spinal procedures where tracking of instrumentation is desired. | N | N | Eligible | 3
K180798 | K170444 | [90 empty] | MicroPort Orthopedics Inc. | Sarah Evonne Stroupe | 5677 Airline Road |  | Arlington | TN | US | 38002 | 38002 | 2018-03-27 | 2018-07-09 | SESE | OR | LPH | Summary | OR |  | Traditional | N |  | Prime Acetabular Cup System | 2018 | 3 | 27 | 2018 | 7 | 9 | 2018-03-27 | 2018-07-09 | 104 | OR | OR | 2 |  | N | N |  | 888.3358 | 1 |  |  |  |  | Y | N | Eligible | 3
K180808 | K172260 | K170780 | K161864 | K143188 | [87 empty] | Extremity Medical, LLC | Brian Smekal | 300 Interpace Parkway, Suite 410 |  | Parsippany | NJ | US | 7054 | 7054 | 2018-03-28 | 2018-05-22 | SESE | OR | HRS | Summary | OR |  | Traditional | N |  | Omni Foot Plating System | 2018 | 3 | 28 | 2018 | 5 | 22 | 2018-03-28 | 2018-05-22 | 55 | OR | OR | 2 |  | N | N |  | 888.303 | 1 |  |  |  |  | Y | N | Eligible | 3
K180814 | K151214 | K111626 | K142095 | K150847 | K162496 | [86 empty] | CoreLink, LLC | Steve Mounts | 7911 Forsyth Blvd., Suite 200 |  | St. Louis | MO | US | 63105 | 63105 | 2018-03-29 | 2018-08-10 | SESE | OR | OVD | Summary | OR |  | Traditional | N |  | CoreLink® M3 Stand-Alone Anterior Lumbar System | 2018 | 3 | 29 | 2018 | 8 | 10 | 2018-03-29 | 2018-08-10 | 134 | OR | OR | 2 |  | N | N |  | 888.308 | 1 | Intended to stabilize lumbar spinal segment to promote fusion in order to restrict motion and decrease pain using bone graft with or without supplemental fixation. | Hollow cylinder or rectangular box made of metal or polymer with integrated fixation. | Acts as a disc spacer and holds bone graft; also includes some form of integrated fixation to maintain stability by direct purchase into the bony vertebral endplates. | Intervertebral disc space | Y | N | Eligible | 3
K180816 | K170011 | K022414 | [89 empty] | Medtronic Navigation | Nicole Zimmerman | 826 Coal Creek Circle |  | Louisville | CO | US | 80027 | 80027 | 2018-03-29 | 2018-07-11 | SESE | OR | OLO | Summary | NE |  | Traditional | N |  | Ziehm RFD 3D Tracker | 2018 | 3 | 29 | 2018 | 7 | 11 | 2018-03-29 | 2018-07-11 | 104 | OR | NE | 2 |  | N | N |  | 882.456 | 1 | Stereotaxic guidance during orthopedic surgery procedures. Indicated for Orthopedic joint or spine surgery. Neurological stereotaxic instruments are classified under product code HAW. | Device consists of Camera, computer, various shaped tracking arrays, computer interface for commmunication between user and device. | User loads Computer software pre-Op to plan surgery procedure, then registers the patient anatomy during surgery to allow software to track patient anatomy, implants, and surgical tools in real time/space. | Orthopedic joints and spinal procedures where tracking of instrumentation is desired. | N | N | Eligible | 3
K180817 | K180156 | K102195 | K132191 | K103205 | K163301 | [86 empty] | Globus Medical Inc. | Kelly J. Baker | 2560 General Armistead Ave. |  | Audubon | PA | US | 19403 | 19403 | 2018-03-29 | 2018-05-21 | SESE | OR | PEK | Summary | OR |  | Traditional | N |  | AERIAL Interspinous Fixation | 2018 | 3 | 29 | 2018 | 5 | 21 | 2018-03-29 | 2018-05-21 | 53 | OR | OR | 2 |  | N | N |  | 888.305 | 1 | A posterior, non-pedicle supplemental fixation device intended for single level use in the non-cervical spine (T1-S1). It is intended for single level plate fixation/attachment to spinous process for the purpose of achieving supplemental fusion in the following conditions: Degenerative Disc Disease (defined as back pain of discogenic origin with degeneration of the disc confirmed by history and radiographic studies), Trauma (i.e., fracture or dislocation), Spondylolisthesis, and/or Tumor. It is not intended for stand-alone use. | Plates with teeth/spikes and crossbar/tray/bumper that connects and locks plates together, metallic, metallic and polymer combination | Placed between two spinous processes to immobilize the segment, provide supplemental stabilization, and to facilitate fusion at the treated level | Non-cervical spine (T1-S1) | Y | N | Eligible | 3
K180818 | K161210 | K110472 | K131405 | K021932 | [87 empty] | Tenon Medical, Inc. | Kal Mentak | 2100 Omega Road Suite F |  | San Ramon | CA | US | 94583 | 94583 | 2018-03-29 | 2018-06-13 | SESE | OR | OUR | Summary | OR |  | Traditional | N |  | Catamaran Sacroiliac Joint Fixation System (CAT SIJ Fixation System) | 2018 | 3 | 29 | 2018 | 6 | 13 | 2018-03-29 | 2018-06-13 | 76 | OR | OR | 2 |  | N | N |  | 888.304 | 1 | sacroiliac joint fusion | may be used with bone graft, should not be used with bone cement | bridges both sides of the joint, preventing motion | sacroiliac joint | Y | N | Eligible | 3
K180821 | K073115 | [90 empty] | Synthes (USA) LLC | Christopher J. Medberry | 1301 Goshen Parkway |  | West Chester | PA | US | 19380 | 19380 | 2018-03-30 | 2018-12-21 | SESE | OR | HRS | Summary | OR |  | Traditional | N |  | TruMatch Graft Cage - Long Bone | 2018 | 3 | 30 | 2018 | 12 | 21 | 2018-03-30 | 2018-12-21 | 266 | OR | OR | 2 |  | N | N |  | 888.303 | 1 |  |  |  |  | Y | N | Eligible | 3
K180832 | K052005 | K130044 | K162033 | [88 empty] | Wright Medical Technology, Inc. | Rachel Roberts | 1023 Cherry Road |  | Memphis | TN | US | 38117 | 38117 | 2018-03-30 | 2018-06-06 | SESE | OR | KTT | Summary | OR |  | Special | N |  | SALVATION External Fixation System | 2018 | 3 | 30 | 2018 | 6 | 6 | 2018-03-30 | 2018-06-06 | 68 | OR | OR | 2 |  | N | N |  | 888.303 | 1 |  |  |  |  | Y | N | Eligible | 3
K180851 | K152338 | K123656 | K003780 | K052402 | K070742 | K080805 | K163375 | [84 empty] | Medtronic Sofamor Danek USA, Inc | Ankit K Shah | 1800 Pyramid Place |  | Memphis | TN | US | 38132 | 38132 | 2018-04-02 | 2018-04-18 | SESE | OR | NKG | Summary | OR |  | Special | N |  | VERTEX Reconstruction System | 2018 | 4 | 2 | 2018 | 4 | 18 | 2018-04-02 | 2018-04-18 | 16 | OR | OR | 2 |  | N | N |  | 888.3075 | 1 | Posterior cervical screw systems are intended for use in fusion procedures of the cervical spine and/or craniocervical junction and/or cervicothoracic junction for: 1) spinal fractures and dislocations; 2) deformities; 3) instabilities; 4) failed previous fusions; 5) tumors; 6) inflammatory disorders; 7) spinal degeneration, 8) facet degeneration with instability; and 9) reconstruction following decompression to treat radiculopathy and/or myelopathy. These systems are also intended to stabilize the spine in the absence of fusion for a limited time period in patients with tumors involving the cervical spine in whom life expectancy is of insufficient duration to permit achievement of fusion. | Metallic plates, longitudinal members (e.g., rods) and other device-specific accessories. | Use of screws and longitudinal members (e.g., rods) to stabilization spinal segments for fusion. | Posterior cervical spine | Y | N | Eligible | 3
K180853 | K990131 | K082073 | [89 empty] | Elute, Inc. | Kirk Andriano | 417 Wakara Way Suite 3510 |  | Salt Lake City | UT | US | 84108 | 84108 | 2018-04-02 | 2018-08-06 | SESE | OR | MQV | Summary | OR |  | Traditional | N |  | EP Granules BVF | 2018 | 4 | 2 | 2018 | 8 | 6 | 2018-04-02 | 2018-08-06 | 126 | OR | OR | 2 |  | N | N |  | 888.3045 | 1 |  |  |  |  | Y | N | Eligible | 3
K180876 | K093062 | K812506 | K113352 | [88 empty] | Providence Medical Technology, Inc. | Edward Liou | 3857 Hopyard Rd. | Suite 300 | Pleasanton | CA | US | 94588 | 94588 | 2018-04-03 | 2018-05-18 | SESE | OR | HRX | Summary | OR |  | Traditional | N |  | DTRAX Spinal System | 2018 | 4 | 3 | 2018 | 5 | 18 | 2018-04-03 | 2018-05-18 | 45 | OR | OR | 2 |  | N | Y |  | 888.11 | 1 | Validated reprocessing instructions and reprocessing validation data for this device type must be included in a 510(k) submission if the device is reusable and has specific design features (please refer to Table 2 of 82 FR 26807, available at https://www.gpo.gov/fdsys/pkg/FR-2017-06-09/pdf/2017-12007.pdf). |  |  |  | N | N | Ineligible | 3
K180891 | K102957 | K150321 | K170395 | [88 empty] | Cutting Edge Spine, LLC | Kyle Kuntz | 101 Waxhaw Professional Park, Suite A |  | Waxhaw | NC | US | 28173 | 28173 | 2018-04-05 | 2018-05-04 | SESE | OR | MAX | Summary | OR |  | Special | N |  | EVOL Spinal Interbody System, EVOS Lumbar Interbody System | 2018 | 4 | 5 | 2018 | 5 | 4 | 2018-04-05 | 2018-05-04 | 29 | OR | OR | 2 |  | N | N |  | 888.308 | 1 | Intended to stabilize spinal segment to promote fusion in order to restrict motion and decrease pain using bone graft. | hollow cylinder or rectangular box made of metal or polymer | Acts as a disc spacer and holds bone graft. | intervertebral disc space | Y | N | Eligible | 3
K180906 | K161366 | [90 empty] | Conformis, Inc. | Emmanuel Nyakako | 600 Technology Park Drive, 4 Floor |  | Billerica | MA | US | 1821 | 1821 | 2018-04-06 | 2018-05-16 | SESE | OR | JWH | Summary | OR |  | Special | N |  | Conformis iTotal Cruciate Retaining (CR) Knee Replacement System | 2018 | 4 | 6 | 2018 | 5 | 16 | 2018-04-06 | 2018-05-16 | 40 | OR | OR | 2 |  | N | N |  | 888.356 | 1 |  |  |  |  | Y | N | Eligible | 3
K180909 | K173115 | K153352 | K153373 | K130478 | K161710 | [86 empty] | Globus Medical Inc. | Kelly J. Baker | 2560 General Armistead Avenue |  | Audubon | PA | US | 19403 | 19403 | 2018-04-06 | 2018-12-18 | SESE | OR | ODP | Summary | OR |  | Traditional | N |  | REVEL Spacers | 2018 | 4 | 6 | 2018 | 12 | 18 | 2018-04-06 | 2018-12-18 | 256 | OR | OR | 2 |  | N | N |  | 888.308 | 1 | Intended to stabilize cervical spinal segment to promote fusion in order to restrict motion and decrease pain using bone graft. | Hollow cylinder or rectangular box made of metal or polymer. | Acts as a disc spacer and holds bone graft. | Intervertebral disc space. | Y | N | Eligible | 3
K180929 | K100445 | K141972 | K161073 | K143407 | K173104 | [86 empty] | Total Joint Orthopedics, Inc. | Chris Weaber | 1567 E. Stratford Avenue |  | Salt Lake City | UT | US | 84106 | 84106 | 2018-04-09 | 2018-05-09 | SESE | OR | LZO | Summary | OR |  | Special | N |  | Klassic HD® Hip System | 2018 | 4 | 9 | 2018 | 5 | 9 | 2018-04-09 | 2018-05-09 | 30 | OR | OR | 2 |  | N | N |  | 888.3353 | 1 |  |  |  |  | Y | N | Eligible | 3
K180930 | K143242 | K160342 | K140830 | K933539 | K072154 | K091956 | [85 empty] | Encore Medical, L.P. | Teffany Hutto | 9800 Metric Blvd. |  | Austin | TX | US | 78758 | 78758 | 2018-04-10 | 2018-07-09 | SESE | OR | JWH | Summary | OR |  | Traditional | N |  | EMPOWR VVC TIBIAL INSERT | 2018 | 4 | 10 | 2018 | 7 | 9 | 2018-04-10 | 2018-07-09 | 90 | OR | OR | 2 |  | N | N |  | 888.356 | 1 |  |  |  |  | Y | N | Eligible | 3
K180932 | K112727 | [90 empty] | Diamond Orthopedic, LLC | Roy Bivens | 1104 Spruce St |  | Belmont | NC | US | 28012 | 28012 | 2018-04-10 | 2018-05-09 | SESE | OR | HWC | Summary | OR |  | Special | N |  | Diamond Orthopedic Bone Fixation Screws and Pins | 2018 | 4 | 10 | 2018 | 5 | 9 | 2018-04-10 | 2018-05-09 | 29 | OR | OR | 2 |  | N | N |  | 888.304 | 1 |  |  |  |  | Y | N | Eligible | 3
K180960 | K170868 | K070673 | K063778 | K160854 | [87 empty] | S.B.M. SAS Sciences for Bio Materials | Anne Cospin-Latapie | ZI du Monge |  | Lourdes |  | FR | 65100 | 65100 | 2018-04-12 | 2018-07-25 | SESE | OR | MAI | Summary | OR |  | Special | N |  | FIXIT / ComposiTCP Threaded Anchor System | 2018 | 4 | 12 | 2018 | 7 | 25 | 2018-04-12 | 2018-07-25 | 104 | OR | OR | 2 |  | N | N |  | 888.303 | 1 |  |  |  |  | Y | N | Eligible | 3
K180963 | K171434 | K141217 | K072253 | K151214 | K153720 | [86 empty] | Silony Medical GmbH | Bircan Tasdelen | Leinfelder Straße 60 |  | Leinfelden-Echterdingen |  | DE | d-70771 | d-70771 | 2018-04-12 | 2018-07-11 | SESE | OR | MAX | Summary | OR |  | Traditional | N |  | ROCCIA ALIF, ROCCIA TLIF | 2018 | 4 | 12 | 2018 | 7 | 11 | 2018-04-12 | 2018-07-11 | 90 | OR | OR | 2 |  | N | N |  | 888.308 | 1 | Intended to stabilize spinal segment to promote fusion in order to restrict motion and decrease pain using bone graft. | hollow cylinder or rectangular box made of metal or polymer | Acts as a disc spacer and holds bone graft. | intervertebral disc space | Y | N | Eligible | 3
K180972 | K130116 | K112111 | K170705 | K171285 | [87 empty] | Jeil Medical Corporation | Seungyong Lee | 702,703,704,705,706,804,805,807,812,815-ho,55 | Digital-ro34-gil, Guro-gu | Seoul |  | KR | 8378 | 8378 | 2018-04-13 | 2018-10-03 | SESE | OR | HRS | Summary | OR |  | Traditional | N |  | ARIX Clavicle System | 2018 | 4 | 13 | 2018 | 10 | 3 | 2018-04-13 | 2018-10-03 | 173 | OR | OR | 2 |  | N | N |  | 888.303 | 1 |  |  |  |  | Y | N | Eligible | 3
K180973 | K172857 | K110087 | K103120 | K130343 | K111481 | K093472 | K042992 | K110290 | K933077 | K974054 | [81 empty] | Maxx Orthopedics, Inc | Corey Perine | 531 Plymouth Road, Suite 526 |  | Plymouth Meeting | PA | US | 19462 | 19462 | 2018-04-13 | 2018-09-28 | SESE | OR | JDI | Summary | OR |  | Traditional | N |  | Libertas Hip Replacement System | 2018 | 4 | 13 | 2018 | 9 | 28 | 2018-04-13 | 2018-09-28 | 168 | OR | OR | 2 |  | N | N |  | 888.335 | 1 |  |  |  |  | Y | N | Eligible | 3
K180980 | K133366 | K171082 | [89 empty] | Camber Spine Technologies LLC | Tom Zamorski | 418 E. Lancaster Ave. |  | Wayne | PA | US | 19087 | 19087 | 2018-04-13 | 2018-10-27 | SESE | OR | NKB | Summary | OR |  | Traditional | N |  | ORTHROS Posterior Stabilization System; ORTHROS MIS Posterior Stabilization System | 2018 | 4 | 13 | 2018 | 10 | 27 | 2018-04-13 | 2018-10-27 | 197 | OR | OR | 2 |  | N | N |  | 888.307 | 1 | Intended to provide immobilization and stabilization of spinal segments in thoracic, lumbar, and sacral spine as an adjunct to fusion. |  |  |  | Y | N | Eligible | 3
K180990 | K171351 | K122956 | K150481 | K172888 | K170341 | K153400 | [85 empty] | Captiva Spine, Inc. | Jackie Ferro | 967 N. Alternate A1A, Suite 1 |  | Jupiter | FL | US | 33477 | 33477 | 2018-04-16 | 2018-08-13 | SESE | OR | MAX | Summary | OR |  | Traditional | N |  | TirboLOX-L Lumbar IBFD | 2018 | 4 | 16 | 2018 | 8 | 13 | 2018-04-16 | 2018-08-13 | 119 | OR | OR | 2 |  | N | N |  | 888.308 | 1 | Intended to stabilize spinal segment to promote fusion in order to restrict motion and decrease pain using bone graft. | hollow cylinder or rectangular box made of metal or polymer | Acts as a disc spacer and holds bone graft. | intervertebral disc space | Y | N | Eligible | 3
K181014 | K160955 | [90 empty] | Stryker Spine | Travis Catania | 2 Pearl Court |  | Allendale | NJ | US | 7401 | 7401 | 2018-04-17 | 2018-07-18 | SESE | OR | MAX | Summary | OR |  | Traditional | N |  | Tritanium PL Cage | 2018 | 4 | 17 | 2018 | 7 | 18 | 2018-04-17 | 2018-07-18 | 92 | OR | OR | 2 |  | N | N |  | 888.308 | 1 | Intended to stabilize spinal segment to promote fusion in order to restrict motion and decrease pain using bone graft. | hollow cylinder or rectangular box made of metal or polymer | Acts as a disc spacer and holds bone graft. | intervertebral disc space | Y | N | Eligible | 3
K181026 | K142451 | K101939 | [89 empty] | Merete GmbH | Paul Munch | Alt-Lankwitz 102 |  | Berlin |  | DE | 12247 | 12247 | 2018-04-18 | 2018-10-17 | SESE | OR | HSB | Summary | OR |  | Special | N |  | OsteoBridge IDSF System | 2018 | 4 | 18 | 2018 | 10 | 17 | 2018-04-18 | 2018-10-17 | 182 | OR | OR | 2 |  | N | N |  | 888.302 | 1 |  |  |  |  | Y | N | Eligible | 3
K181030 | K151819 | K073502 | K072791 | K090816 | K083661 | K100089 | K101051 | K141443 | [83 empty] | Rubicon Spine, LLC | Mike Boyer | 2955-B Bee Ridge Road |  | Sarasota | FL | US | 34239 | 34239 | 2018-04-18 | 2018-07-17 | SESE | OR | MAX | Summary | OR |  | Traditional | N |  | Rubicon Lumbar Interbody Fusion System | 2018 | 4 | 18 | 2018 | 7 | 17 | 2018-04-18 | 2018-07-17 | 90 | OR | OR | 2 |  | N | N |  | 888.308 | 1 | Intended to stabilize spinal segment to promote fusion in order to restrict motion and decrease pain using bone graft. | hollow cylinder or rectangular box made of metal or polymer | Acts as a disc spacer and holds bone graft. | intervertebral disc space | Y | N | Eligible | 3
K181061 | K171847 | K152893 | K141056 | [88 empty] | Corin USA | Lucinda Gerber | 12750 Citrus Park Lane, Suite 120 |  | Tampa | FL | US | 33625 | 33625 | 2018-04-23 | 2018-09-07 | SESE | OR | LZO | Summary | OR |  | Traditional | N |  | Corin Optimized Positioning System (OPS) Femoral | 2018 | 4 | 23 | 2018 | 9 | 7 | 2018-04-23 | 2018-09-07 | 137 | OR | OR | 2 |  | N | N |  | 888.3353 | 1 |  |  |  |  | Y | N | Eligible | 3
K181063 | K092659 | [90 empty] | Innovasis, Inc. | Marshall McCarty | 614 East 3900 South |  | Salt Lake City | UT | US | 84107 | 84107 | 2018-04-23 | 2018-07-13 | SESE | OR | KWQ | Summary | OR |  | Traditional | N |  | Kestrel Buttress Plate System | 2018 | 4 | 23 | 2018 | 7 | 13 | 2018-04-23 | 2018-07-13 | 81 | OR | OR | 2 |  | N | N |  | 888.306 | 1 |  |  |  |  | Y | N | Eligible | 3
K181067 | K160191 | K141735 | K132591 | K133691 | [87 empty] | Extremity Medical, LLC | Brian Smekal | 300 Interpace Parkway, Suite 410 |  | Parsippany | NJ | US | 7054 | 7054 | 2018-04-23 | 2018-05-23 | SESE | OR | HRS | Summary | OR |  | Special | N |  | AlignX Ankle Fusion System | 2018 | 4 | 23 | 2018 | 5 | 23 | 2018-04-23 | 2018-05-23 | 30 | OR | OR | 2 |  | N | N |  | 888.303 | 1 |  |  |  |  | Y | N | Eligible | 3
K181068 | K133904 | K150200 | K161028 | K124058 | K153203 | K172269 | K180210 | K061202 | K091782 | K113395 | K133350 | [80 empty] | Globus Medical Inc. | Kelly J. Baker | 2560 General Armistead Ave. |  | Audubon | PA | US | 19403 | 19403 | 2018-04-23 | 2018-06-29 | SESE | OR | PGM | Summary |  |  | Traditional | N |  | CREO® Stabilization System, REVERE® Stabilization System | 2018 | 4 | 23 | 2018 | 6 | 29 | 2018-04-23 | 2018-06-29 | 67 | OR |  | U | 1 | N | N |  |  | 1 | Stabilization or correction of spinal deformities without the use of fusion. | Metalllic rods, monoaxial or polyaxial bone screws, hooks, and other related accessories. | The system of distracting or compressing rods and fixation elements (screws, hooks, etc.) provides stabilization and correction of the spine as the child grows. | Pediatric spine. | Y | N | Eligible | 3
K181079 | K112986 | K142488 | K162351 | [88 empty] | SeaSpine Orthopedics Corporation | Gina Flores | 5770 Armada Drive |  | Carlsbad | CA | US | 92008 | 92008 | 2018-04-24 | 2018-07-18 | SESE | OR | MAX | Summary | OR |  | Traditional | N |  | SeaSpine Regatta Lateral System | 2018 | 4 | 24 | 2018 | 7 | 18 | 2018-04-24 | 2018-07-18 | 85 | OR | OR | 2 |  | N | N |  | 888.308 | 1 | Intended to stabilize spinal segment to promote fusion in order to restrict motion and decrease pain using bone graft. | hollow cylinder or rectangular box made of metal or polymer | Acts as a disc spacer and holds bone graft. | intervertebral disc space | Y | N | Eligible | 3
K181083 | K151342 | [90 empty] | Stryker | Katie Farraro | 5900 Optical Ct. |  | San Jose | CA | US | 95138 | 95138 | 2018-04-24 | 2018-07-23 | SESE | OR | MBI | Summary | OR |  | Traditional | N |  | Stryker All-PEEK Knotless Anchor System | 2018 | 4 | 24 | 2018 | 7 | 23 | 2018-04-24 | 2018-07-23 | 90 | OR | OR | 2 |  | N | N |  | 888.304 | 1 |  |  |  |  | Y | N | Eligible | 3
K181091 | [91 empty] | Stryker GmbH | Saad Attiyah | Bohnackerweg 1 |  | Selzach |  | CH | 2545 | 2545 | 2018-04-24 | 2018-10-11 | SESE | OR | HRS | Summary | OR |  | Traditional | N |  | AxSOS 3 Ti | 2018 | 4 | 24 | 2018 | 10 | 11 | 2018-04-24 | 2018-10-11 | 170 | OR | OR | 2 |  | N | N |  | 888.303 | 1 |  |  |  |  | Y | N | Eligible | 3
K181111 | K173338 | K143628 | K163375 | K111520 | K123270 | K050438 | K170011 | K124004 | [83 empty] | Medtronic Sofamor Danek USA, Inc. | Tejas Patel | 1800 Pyramid Place |  | Memphis | TN | US | 38132 | 38132 | 2018-04-27 | 2018-05-17 | SESE | OR | OLO | Summary | NE |  | Special | N |  | Navigated INFINITY Instruments | 2018 | 4 | 27 | 2018 | 5 | 17 | 2018-04-27 | 2018-05-17 | 20 | OR | NE | 2 |  | N | N |  | 882.456 | 1 | Stereotaxic guidance during orthopedic surgery procedures. Indicated for Orthopedic joint or spine surgery. Neurological stereotaxic instruments are classified under product code HAW. | Device consists of Camera, computer, various shaped tracking arrays, computer interface for commmunication between user and device. | User loads Computer software pre-Op to plan surgery procedure, then registers the patient anatomy during surgery to allow software to track patient anatomy, implants, and surgical tools in real time/space. | Orthopedic joints and spinal procedures where tracking of instrumentation is desired. | N | N | Eligible | 3
K181113 | K163293 | K172300 | K983495 | K151886 | K011335 | [86 empty] | In2Bones USA, LLC | Rebecca Wahl | 6060 Poplar Ave, Suite 380 |  | Memphis | TN | US | 38119 | 38119 | 2018-04-27 | 2018-06-15 | SESE | OR | HRS | Summary | OR |  | Traditional | N |  | CoLink Afx Plating System | 2018 | 4 | 27 | 2018 | 6 | 15 | 2018-04-27 | 2018-06-15 | 49 | OR | OR | 2 |  | N | N |  | 888.303 | 1 |  |  |  |  | Y | N | Eligible | 3
K181115 | K172674 | K122444 | K132991 | [88 empty] | Innovasis, Inc. | Marshall McCarty | 614 East 3900 South |  | Salt Lake City | UT | US | 84107 | 84107 | 2018-04-27 | 2018-07-16 | SESE | OR | ODP | Summary | OR |  | Traditional | N |  | CxHA PEEK Cervical IBF System | 2018 | 4 | 27 | 2018 | 7 | 16 | 2018-04-27 | 2018-07-16 | 80 | OR | OR | 2 |  | N | N |  | 888.308 | 1 | Intended to stabilize cervical spinal segment to promote fusion in order to restrict motion and decrease pain using bone graft. | Hollow cylinder or rectangular box made of metal or polymer. | Acts as a disc spacer and holds bone graft. | Intervertebral disc space. | Y | N | Eligible | 3
K181119 | K171832 | K173508 | [89 empty] | K2M, Inc. | Nancy Giezen | 600 Hope Parkway SE |  | Leesburg | VA | US | 20175 | 20175 | 2018-04-27 | 2018-06-26 | SESE | OR | NKB | Summary | OR |  | Traditional | N |  | Range (Denali and Mesa) Spinal Systems | 2018 | 4 | 27 | 2018 | 6 | 26 | 2018-04-27 | 2018-06-26 | 60 | OR | OR | 2 |  | N | N |  | 888.307 | 1 | Intended to provide immobilization and stabilization of spinal segments in thoracic, lumbar, and sacral spine as an adjunct to fusion. |  |  |  | Y | N | Eligible | 3
K181120 | K091549 | [90 empty] | ConMed Corporation | Diana L. Nader-Martone | 525 French Road |  | Utica | NY | US | 13502 | 13502 | 2018-04-27 | 2018-12-21 | SESE | OR | MBI | Summary | OR |  | Special | N |  | 2.8 mm/3.3 mm PopLok Suture Anchors | 2018 | 4 | 27 | 2018 | 12 | 21 | 2018-04-27 | 2018-12-21 | 238 | OR | OR | 2 |  | N | N |  | 888.304 | 1 |  |  |  |  | Y | N | Eligible | 3
K181140 | K120275 | K162264 | [89 empty] | Axis Orthopaedics | Craig Wilcox | 34355 Poppy Wood St. |  | Soldotna | AK | US | 99669 | 99669 | 2018-04-30 | 2018-11-16 | SESE | OR | ODP | Summary | OR |  | Traditional | N |  | Axis Chena Cervical PEEK Spacer System | 2018 | 4 | 30 | 2018 | 11 | 16 | 2018-04-30 | 2018-11-16 | 200 | OR | OR | 2 |  | N | N |  | 888.308 | 1 | Intended to stabilize cervical spinal segment to promote fusion in order to restrict motion and decrease pain using bone graft. | Hollow cylinder or rectangular box made of metal or polymer. | Acts as a disc spacer and holds bone graft. | Intervertebral disc space. | Y | N | Eligible | 3
K181146 | K170753 | [90 empty] | L and K Biomed Corporation Limited | Semi Jang | 18f, 159-1, Mokdongseo-ro |  | Yangcheon-gu |  | KR | 7997 | 7997 | 2018-05-01 | 2018-08-03 | SESE | OR | JWH | Summary | OR |  | Traditional | N |  | ASK System | 2018 | 5 | 1 | 2018 | 8 | 3 | 2018-05-01 | 2018-08-03 | 94 | OR | OR | 2 |  | N | N |  | 888.356 | 1 |  |  |  |  | Y | N | Eligible | 3
K181184 | K150655 | K130595 | [89 empty] | The Orthopaedic Implant Company | Douglas Fulton | 770 Smithridge Dr. #400 |  | Reno | NV | US | 89502 | 89502 | 2018-05-03 | 2018-07-27 | SESE | OR | HSB | Summary | OR |  | Special | N |  | OIC Intramedullary Nail System | 2018 | 5 | 3 | 2018 | 7 | 27 | 2018-05-03 | 2018-07-27 | 85 | OR | OR | 2 |  | N | N |  | 888.302 | 1 |  |  |  |  | Y | N | Eligible | 3
K181192 | K072432 | [90 empty] | Hand Biomechanics Lab, Inc. | Dustin Dequine | 77 Scripps Drive, Suite 104 |  | Sacramento | CA | US | 95825 | 95825 | 2018-05-04 | 2018-10-22 | SESE | OR | JEC | Summary | OR |  | Traditional | N |  | PIP Fix | 2018 | 5 | 4 | 2018 | 10 | 22 | 2018-05-04 | 2018-10-22 | 171 | OR | OR | 2 |  | N | N |  | 888.304 | 1 |  |  |  |  | Y | N | Eligible | 3
K181203 | K153621 | [90 empty] | Spineart | Frank Pennesi | 3 Chemin du Pré Fleuri |  | Plan Les Ouates |  | CH | 1228 | 1228 | 2018-05-07 | 2018-06-28 | SESE | OR | MAX | Summary | OR |  | Special | N |  | Juliet Ti | 2018 | 5 | 7 | 2018 | 6 | 28 | 2018-05-07 | 2018-06-28 | 52 | OR | OR | 2 |  | N | N |  | 888.308 | 1 | Intended to stabilize spinal segment to promote fusion in order to restrict motion and decrease pain using bone graft. | hollow cylinder or rectangular box made of metal or polymer | Acts as a disc spacer and holds bone graft. | intervertebral disc space | Y | N | Eligible | 3
K181225 | K140375 | K130531 | [89 empty] | Baxter Healthcare Corporation | Caitlin Ziebell | 32650 N. Wilson Road |  | Round Lake | IL | US | 60073 | 60073 | 2018-05-08 | 2018-08-31 | SESE | OR | MQV | Summary | OR |  | Traditional | N |  | ALTAPORE | 2018 | 5 | 8 | 2018 | 8 | 31 | 2018-05-08 | 2018-08-31 | 115 | OR | OR | 2 |  | N | N |  | 888.3045 | 1 |  |  |  |  | Y | N | Eligible | 3
K181229 | K110585 | K180990 | K150765 | K125110 | K113559 | K153250 | K120275 | K170550 | [83 empty] | Captiva Spine, Inc. | Jackie Ferro | 967 N. Alternate A1A, Ste. 1 |  | Jupiter | FL | US | 33477 | 33477 | 2018-05-09 | 2018-09-19 | SESE | OR | ODP | Summary | OR |  | Traditional | N |  | TirboLOX-C Cervical IBFD | 2018 | 5 | 9 | 2018 | 9 | 19 | 2018-05-09 | 2018-09-19 | 133 | OR | OR | 2 |  | N | N |  | 888.308 | 1 | Intended to stabilize cervical spinal segment to promote fusion in order to restrict motion and decrease pain using bone graft. | Hollow cylinder or rectangular box made of metal or polymer. | Acts as a disc spacer and holds bone graft. | Intervertebral disc space. | Y | N | Eligible | 3
K181231 | K100089 | K151276 | [89 empty] | DePuy Synthes Spine | Heta Shah | 325 Paramount Drive |  | Raynham | MA | US | 2767 | 2767 | 2018-05-09 | 2018-12-06 | SESE | OR | MAX | Summary | OR |  | Traditional | N |  | DePuy Synthes T-PAL Spacer System | 2018 | 5 | 9 | 2018 | 12 | 6 | 2018-05-09 | 2018-12-06 | 211 | OR | OR | 2 |  | N | N |  | 888.308 | 1 | Intended to stabilize spinal segment to promote fusion in order to restrict motion and decrease pain using bone graft. | hollow cylinder or rectangular box made of metal or polymer | Acts as a disc spacer and holds bone graft. | intervertebral disc space | Y | N | Eligible | 3
K181244 | K112533 | K130030 | K103491 | [88 empty] | Zavation Medical Products LLC | Matt Jones | 220 Lakeland Parkway |  | Flowood | MS | US | 39232 | 39232 | 2018-05-10 | 2018-07-10 | SESE | OR | KWQ | Summary | OR |  | Traditional | N |  | Zavation Cervical Plate System | 2018 | 5 | 10 | 2018 | 7 | 10 | 2018-05-10 | 2018-07-10 | 61 | OR | OR | 2 |  | N | N |  | 888.306 | 1 |  |  |  |  | Y | N | Eligible | 3
K181246 | K162206 | K161407 | K122097 | [88 empty] | Zavation Medical Products LLC | Matt Jones | 220 Lakeland Parkway |  | Flowood | MS | US | 39232 | 39232 | 2018-05-10 | 2018-07-10 | SESE | OR | MAX | Summary | OR |  | Traditional | N |  | Zavation IBF System | 2018 | 5 | 10 | 2018 | 7 | 10 | 2018-05-10 | 2018-07-10 | 61 | OR | OR | 2 |  | N | N |  | 888.308 | 1 | Intended to stabilize spinal segment to promote fusion in order to restrict motion and decrease pain using bone graft. | hollow cylinder or rectangular box made of metal or polymer | Acts as a disc spacer and holds bone graft. | intervertebral disc space | Y | N | Eligible | 3
K181254 | K173794 | K082792 | K093944 | K121011 | K161635 | K143453 | K083116 | K092265 | K103352 | K103721 | K132879 | K171966 | K091967 | K072857 | K080885 | K111145 | K131518 | K073337 | K112115 | [72 empty] | Medacta International SA | Stefano Baj | Strada Regina |  | Castel San Pietro |  | CH | CH-6874 | CH-6874 | 2018-05-11 | 2018-10-22 | SESE | OR | LZO | Summary | OR |  | Traditional | N |  | Quadra P | 2018 | 5 | 11 | 2018 | 10 | 22 | 2018-05-11 | 2018-10-22 | 164 | OR | OR | 2 |  | N | N |  | 888.3353 | 1 |  |  |  |  | Y | N | Eligible | 3
K181255 | K113871 | K072597 | K161568 | [88 empty] | Wright Medical Technology, Inc. | Rachel Roberts | 1023 Cherry Road |  | Memphis | TN | US | 37117 | 37117 | 2018-05-11 | 2018-09-12 | SESE | OR | MQV | Summary | OR |  | Traditional | N |  | PRODENSE Bone Graft Substitute | 2018 | 5 | 11 | 2018 | 9 | 12 | 2018-05-11 | 2018-09-12 | 124 | OR | OR | 2 |  | N | N |  | 888.3045 | 1 |  |  |  |  | Y | N | Eligible | 3
K181261 | K143578 | K151496 | K100889 | [88 empty] | Curiteva, LLC | Eric Linder | 25127 Will McComb Drive | Suite 100 | Tanner | AL | US | 35671 | 35671 | 2018-05-11 | 2018-07-09 | SESE | OR | ODP | Summary | OR |  | Traditional | N |  | Curiteva Cervical Interbody Fusion System | 2018 | 5 | 11 | 2018 | 7 | 9 | 2018-05-11 | 2018-07-09 | 59 | OR | OR | 2 |  | N | N |  | 888.308 | 1 | Intended to stabilize cervical spinal segment to promote fusion in order to restrict motion and decrease pain using bone graft. | Hollow cylinder or rectangular box made of metal or polymer. | Acts as a disc spacer and holds bone graft. | Intervertebral disc space. | Y | N | Eligible | 3
K181262 | K132817 | [90 empty] | Vexim SA | Vincent Gardes | 8 Rue Vidailhan |  | Balma |  | FR | 31130 | 31130 | 2018-05-11 | 2018-08-30 | SESE | OR | NDN | Summary | OR |  | Traditional | N |  | SpineJack Expansion Kit | 2018 | 5 | 11 | 2018 | 8 | 30 | 2018-05-11 | 2018-08-30 | 111 | OR | OR | 2 |  | N | N |  | 888.3027 | 1 |  |  |  |  | Y | N | Eligible | 3
K181280 | K071413 | [90 empty] | Arthrosurface, Inc. | Dawn J. Wilson | 28 Forge Parkway |  | Franklin | MA | US | 2038 | 2038 | 2018-05-15 | 2018-06-14 | SESE | OR | KRR | Summary | OR |  | Special | N |  | Patello-Femoral Wave (Kahuna) Arthroplasty System | 2018 | 5 | 15 | 2018 | 6 | 14 | 2018-05-15 | 2018-06-14 | 30 | OR | OR | 2 |  | N | N |  | 888.354 | 1 |  |  |  |  | Y | N | Eligible | 3
K181281 | K151648 | [90 empty] | Altus Partners, LLC | Mark Melton | 1340 Enterprise Drive |  | West Chester | PA | US | 19380 | 19380 | 2018-05-15 | 2018-06-11 | SESE | OR | NKB | Summary | OR |  | Special | N |  | Altus Spine Pedicle Screw System | 2018 | 5 | 15 | 2018 | 6 | 11 | 2018-05-15 | 2018-06-11 | 27 | OR | OR | 2 |  | N | N |  | 888.307 | 1 | Intended to provide immobilization and stabilization of spinal segments in thoracic, lumbar, and sacral spine as an adjunct to fusion. |  |  |  | Y | N | Eligible | 3
K181287 | K152825 | K060716 | K053274 | K051623 | K160975 | [86 empty] | Catalyst OrthoScience, Inc. | Dale Davison | 14710 Tamiami Trail North, Suite 102 |  | Naples | FL | US | 34110 | 34110 | 2018-05-16 | 2018-07-12 | SESE | OR | KWT | Summary | OR |  | Special | N |  | Catalyst CSR Shoulder System | 2018 | 5 | 16 | 2018 | 7 | 12 | 2018-05-16 | 2018-07-12 | 57 | OR | OR | 2 |  | N | N |  | 888.365 | 1 |  |  |  |  | Y | N | Eligible | 3
K181295 | K113559 | K180056 | K152099 | K103034 | [87 empty] | Genesys Spine | Benjamin V. Keller | 1250 Capital of Texas Highway South | Building 3 Suite 600 | Austin | TX | US | 78746 | 78746 | 2018-05-16 | 2018-08-29 | SESE | OR | OVE | Summary | OR |  | Traditional | N |  | Genesys Spine AIS-C Cervical Stand-Alone System | 2018 | 5 | 16 | 2018 | 8 | 29 | 2018-05-16 | 2018-08-29 | 105 | OR | OR | 2 |  | N | N |  | 888.308 | 1 | Intended to stabilize cervical spinal segment to promote fusion in order to restrict motion and decrease pain using bone graft with or without supplemental fixation. | Hollow cylinder or rectangular box made of metal or polymer with integrated fixation. | Acts as a disc spacer and holds bone graft; also includes some form of integrated fixation to maintain stability by direct purchase into the bony vertebral endplates. | Intervertebral disc space | Y | N | Eligible | 3
K181306 | K082073 | K081979 | K130531 | K071206 | K090850 | [86 empty] | Baxter Healthcare Corporation | Daniel Davis | 32650 N Wilson Rd |  | Round Lake | IL | US | 60073 | 60073 | 2018-05-17 | 2018-08-17 | SESE | OR | MQV | Summary | OR |  | Special | N |  | Actifuse Flow | 2018 | 5 | 17 | 2018 | 8 | 17 | 2018-05-17 | 2018-08-17 | 92 | OR | OR | 2 |  | N | N |  | 888.3045 | 1 |  |  |  |  | Y | N | Eligible | 3
K181328 | K162315 | K172032 | K151651 | K012254 | K100976 | K173125 | [85 empty] | Medtronic Sofamor Danek, USA Inc. | Kanesha Hines | 1800 Pyramid Place |  | Memphis | TN | US | 38132 | 38132 | 2018-05-18 | 2018-09-19 | SESE | OR | MQP | Summary | OR |  | Traditional | N |  | T2 STRATOSPHERE Expandable Corpectomy System | 2018 | 5 | 18 | 2018 | 9 | 19 | 2018-05-18 | 2018-09-19 | 124 | OR | OR | 2 |  | N | N |  | 888.306 | 1 |  |  |  |  | Y | N | Eligible | 3
K181337 | K141798 | K081395 | K081501 | K153495 | [87 empty] | Biogennix, LLC | Tim Bumbalough | 18007 Sky Park Circle, Suite f |  | Irvine | CA | US | 92614 | 92614 | 2018-05-21 | 2018-09-18 | SESE | OR | MAX | Summary | OR |  | Traditional | N |  | Sypher Spacer System | 2018 | 5 | 21 | 2018 | 9 | 18 | 2018-05-21 | 2018-09-18 | 120 | OR | OR | 2 |  | N | N |  | 888.308 | 1 | Intended to stabilize spinal segment to promote fusion in order to restrict motion and decrease pain using bone graft. | hollow cylinder or rectangular box made of metal or polymer | Acts as a disc spacer and holds bone graft. | intervertebral disc space | Y | N | Eligible | 3
K181339 | K051716 | K024096 | K121728 | [88 empty] | Altus Partners, LLC | Mark Melton | 1340 Enterprise Drive |  | West Chester | PA | US | 19380 | 19380 | 2018-05-21 | 2018-07-24 | SESE | OR | NKB | Summary | OR |  | Traditional | N |  | Altus Spine Pedicle Screw System | 2018 | 5 | 21 | 2018 | 7 | 24 | 2018-05-21 | 2018-07-24 | 64 | OR | OR | 2 |  | N | N |  | 888.307 | 1 | Intended to provide immobilization and stabilization of spinal segments in thoracic, lumbar, and sacral spine as an adjunct to fusion. |  |  |  | Y | N | Eligible | 3
K181347 | K170503 | K160547 | K162264 | K172009 | K172941 | P950002 | K072791 | K082698 | K101302 | P950019 | P960025 | K090707 | K150788 | K091088 | [77 empty] | Osseus Fusion Systems, LLC | Robert Pace | 2703 Mockingbird Lane, Suite 102 |  | Dallas | TX | US | 75235 | 75235 | 2018-05-21 | 2018-08-15 | SESE | OR | MAX | Summary | OR |  | Traditional | N |  | Aries® Lumbar Interbodies | 2018 | 5 | 21 | 2018 | 8 | 15 | 2018-05-21 | 2018-08-15 | 86 | OR | OR | 2 |  | N | N |  | 888.308 | 1 | Intended to stabilize spinal segment to promote fusion in order to restrict motion and decrease pain using bone graft. | hollow cylinder or rectangular box made of metal or polymer | Acts as a disc spacer and holds bone graft. | intervertebral disc space | Y | N | Eligible | 3
K181348 | [91 empty] | Cartiva, Inc. | Tanya Eberle | 6120 Windward Parkway Suite 220 |  | Alpharetta | GA | US | 30005 | 30005 | 2018-05-21 | 2018-06-20 | SESE | OR | QBO | Summary | OR |  | Special | N |  | Cartiva SCI Disposable Instrumentation Set | 2018 | 5 | 21 | 2018 | 6 | 20 | 2018-05-21 | 2018-06-20 | 30 | OR | OR | 2 |  | N | N |  | 888.4505 | 4 | The device is intended to manipulate bone and cartilage tissue or implant materials for the positioning, alignment, defect creation, or placement of press-fit osteochondral implants. | Smooth, metallic, with implant-specific geometry | Used as manual surgical instruments for press-fit osteochondral implants | Bones of the extremities | N | N | Ineligible | 3
K181357 | K072970 | K093242 | K102313 | K122097 | K143578 | K152022 | K161223 | K130478 | K151665 | K123231 | K170962 | K100865 | K171031 | [78 empty] | Globus Medical Inc. | Kelly Baker | 2560 General Armistead Ave. |  | Audubon | PA | US | 19403 | 19403 | 2018-05-22 | 2018-12-06 | SESE | OR | MAX | Summary | OR |  | Traditional | N |  | PATRIOT® Lumbar Spacers, SUSTAIN® Spacers | 2018 | 5 | 22 | 2018 | 12 | 6 | 2018-05-22 | 2018-12-06 | 198 | OR | OR | 2 |  | N | N |  | 888.308 | 1 | Intended to stabilize spinal segment to promote fusion in order to restrict motion and decrease pain using bone graft. | hollow cylinder or rectangular box made of metal or polymer | Acts as a disc spacer and holds bone graft. | intervertebral disc space | Y | N | Eligible | 3
K181366 | K150790 | K110135 | K150522 | [88 empty] | Smith & Nephew, Inc. | Bryan Cowell | 7135 Goodlett Farms Parkway |  | Cordova | TN | US | 38016 | 38016 | 2018-05-23 | 2018-09-24 | SESE | OR | LPH | Summary | OR |  | Traditional | N |  | REDAPT Porous Acetabular Shell | 2018 | 5 | 23 | 2018 | 9 | 24 | 2018-05-23 | 2018-09-24 | 124 | OR | OR | 2 |  | N | N |  | 888.3358 | 1 |  |  |  |  | Y | N | Eligible | 3
K181375 | K172114 | K170972 | K083458 | [88 empty] | OrthoXel | Aisling O'Sullivan | Rubicon Center | Cork Institute of Technology, Bishopstown | Bishopstown |  | IE | T12 Y275 | T12 Y275 | 2018-05-24 | 2018-07-17 | SESE | OR | HSB | Summary | OR |  | Traditional | N |  | Apex Femoral Nailing System | 2018 | 5 | 24 | 2018 | 7 | 17 | 2018-05-24 | 2018-07-17 | 54 | OR | OR | 2 |  | N | N |  | 888.302 | 1 |  |  |  |  | Y | N | Eligible | 3
K181380 | K151140 | [90 empty] | L&K BIOMED Co., Ltd. | Jihyeon Seo | #201, 202, 16-25, Dongbaekjungang-ro 16 beon-gil, Giheung-gu |  | Yongin-si |  | KR | 17015 | 17015 | 2018-05-24 | 2018-09-11 | SESE | OR | MAX | Summary | OR |  | Traditional | N |  | LnK Lumbar Interbody Fusion Cage System | 2018 | 5 | 24 | 2018 | 9 | 11 | 2018-05-24 | 2018-09-11 | 110 | OR | OR | 2 |  | N | N |  | 888.308 | 1 | Intended to stabilize spinal segment to promote fusion in order to restrict motion and decrease pain using bone graft. | hollow cylinder or rectangular box made of metal or polymer | Acts as a disc spacer and holds bone graft. | intervertebral disc space | Y | N | Eligible | 3
K181386 | K161230 | K123045 | K100043 | [88 empty] | NuVasive, Incorporated | Jessica Silverman | 7475 Lusk Blvd. |  | San Diego | CA | US | 92121 | 92121 | 2018-05-25 | 2018-08-24 | SESE | OR | OVD | Summary | OR |  | Traditional | N |  | NuVasive Brigade Lateral System | 2018 | 5 | 25 | 2018 | 8 | 24 | 2018-05-25 | 2018-08-24 | 91 | OR | OR | 2 |  | N | N |  | 888.308 | 1 | Intended to stabilize lumbar spinal segment to promote fusion in order to restrict motion and decrease pain using bone graft with or without supplemental fixation. | Hollow cylinder or rectangular box made of metal or polymer with integrated fixation. | Acts as a disc spacer and holds bone graft; also includes some form of integrated fixation to maintain stability by direct purchase into the bony vertebral endplates. | Intervertebral disc space | Y | N | Eligible | 3
K181390 | K150600 | [90 empty] | OrthoPediatrics, Corp | Mark Fox | 2850 Frontier Drive |  | Warsaw | IN | US | 46582 | 46582 | 2018-05-29 | 2018-09-18 | SESE | OR | NKB | Summary | OR |  | Traditional | N |  | Response Spine System, Response 5.5/6.0 Spine System, Response 4.5/5.0 Spine System | 2018 | 5 | 29 | 2018 | 9 | 18 | 2018-05-29 | 2018-09-18 | 112 | OR | OR | 2 |  | N | N |  | 888.307 | 1 | Intended to provide immobilization and stabilization of spinal segments in thoracic, lumbar, and sacral spine as an adjunct to fusion. |  |  |  | Y | N | Eligible | 3
K181397 | K123281 | K152651 | K120966 | K171519 | K161379 | K113447 | [85 empty] | Innovasive, Inc. | Andy Choi | 26020 Acero, Ste 200 |  | Mission Viejo | CA | US | 92691 | 92691 | 2018-05-29 | 2018-09-27 | SESE | OR | MAX | Summary | OR |  | Traditional | N |  | DualX | 2018 | 5 | 29 | 2018 | 9 | 27 | 2018-05-29 | 2018-09-27 | 121 | OR | OR | 2 |  | N | N |  | 888.308 | 1 | Intended to stabilize spinal segment to promote fusion in order to restrict motion and decrease pain using bone graft. | hollow cylinder or rectangular box made of metal or polymer | Acts as a disc spacer and holds bone graft. | intervertebral disc space | Y | N | Eligible | 3
K181399 | K162419 | K143222 | [89 empty] | Mighty Oak Medical Inc. | Mark A. Wylie | 750 W. Hampden Avenue, Suite 120 |  | Englewood | CO | US | 80110 | 80110 | 2018-05-29 | 2018-07-24 | SESE | OR | PQC | Summary | OR |  | Traditional | N |  | FIREFLY® Pedicle Screw Navigation Guide | 2018 | 5 | 29 | 2018 | 7 | 24 | 2018-05-29 | 2018-07-24 | 56 | OR | OR | 2 |  | N | N |  | 888.307 | 1 | A pedicle screw placement guide is intended to be used as a surgical instrument to assist in the intra-operative placement of pedicle screws that are used to anchor pedicle screw spinal systems onto the posterior elements of the spine. The device utilizes anatomic landmarks that are identifiable on pre-operative imaging scans. | A pedicle screw placement guide, made of polymeric or metallic material, which contains a patient-matched surface that is congruent to the mating surface of the posterior elements of the spine. | The device consists of a both a software and hardware component. The software component generates a pre-operative plan based on medical imaging data. The hardware component consists of a patient-matched guide that is positioned onto the posterior elements of the spine. The guide is used to place pedicle screws in a pre-operatively desired orientation. | Spine | N | N | Ineligible | 3
K181410 | K142727 | [90 empty] | CrossRoads Extremity Systems, LLC | Chad Hollis | 6055 Primacy Parkway, Suite 140 |  | Memphis | TN | US | 38119 | 38119 | 2018-05-30 | 2018-06-29 | SESE | OR | JDR | Summary | OR |  | Special | N |  | MotoCLIP/HiMAX Implant System | 2018 | 5 | 30 | 2018 | 6 | 29 | 2018-05-30 | 2018-06-29 | 30 | OR | OR | 2 |  | N | N |  | 888.303 | 1 |  |  |  |  | Y | N | Eligible | 3
K181420 | K140082 | [90 empty] | Tornier, Inc. | Laurie Lewandowski | 10801 Nesbitt Ave South |  | Bloomington | MN | US | 55437 | 55437 | 2018-05-31 | 2018-09-20 | SESE | OR | KWS | Summary | OR |  | Traditional | N |  | Aequalis Flex Revive Shoulder System | 2018 | 5 | 31 | 2018 | 9 | 20 | 2018-05-31 | 2018-09-20 | 112 | OR | OR | 2 |  | N | N |  | 888.366 | 1 |  |  |  |  | Y | N | Eligible | 3
K181425 | K120108 | K041860 | K092038 | K960385 | K110908 | K121018 | [85 empty] | Medartis AG | Andrea Schweizer | Hochbergerstrasse 60E |  | Basel |  | CH | CH-4057 | CH-4057 | 2018-05-31 | 2018-08-05 | SESE | OR | HRS | Summary | OR |  | Traditional | N |  | APTUS® Proximal Humerus System | 2018 | 5 | 31 | 2018 | 8 | 5 | 2018-05-31 | 2018-08-05 | 66 | OR | OR | 2 |  | N | N |  | 888.303 | 1 |  |  |  |  | Y | N | Eligible | 3
K181435 | K171140 | K081730 | K180480 | K150362 | K141376 | K120603 | P980048 | [84 empty] | Alphatec Spine, Inc. | Cynthia Adams | 5818 El Camino Real |  | Carlsbad | CA | US | 92008 | 92008 | 2018-06-01 | 2018-08-21 | SESE | OR | ODP | Summary | OR |  | Traditional | N |  | ATEC Cervical Spacer System | 2018 | 6 | 1 | 2018 | 8 | 21 | 2018-06-01 | 2018-08-21 | 81 | OR | OR | 2 |  | N | N |  | 888.308 | 1 | Intended to stabilize cervical spinal segment to promote fusion in order to restrict motion and decrease pain using bone graft. | Hollow cylinder or rectangular box made of metal or polymer. | Acts as a disc spacer and holds bone graft. | Intervertebral disc space. | Y | N | Eligible | 3
K181440 | K172594 | [90 empty] | Spine Wave, Inc. | Amy Noccioli | 3 Enterprise Drive, Suite 210 |  | Shelton | CT | US | 6484 | 6484 | 2018-06-01 | 2018-07-30 | SESE | OR | NKG | Summary | OR |  | Special | N |  | Proficient® Posterior Cervical Spine System | 2018 | 6 | 1 | 2018 | 7 | 30 | 2018-06-01 | 2018-07-30 | 59 | OR | OR | 2 |  | N | N |  | 888.3075 | 1 | Posterior cervical screw systems are intended for use in fusion procedures of the cervical spine and/or craniocervical junction and/or cervicothoracic junction for: 1) spinal fractures and dislocations; 2) deformities; 3) instabilities; 4) failed previous fusions; 5) tumors; 6) inflammatory disorders; 7) spinal degeneration, 8) facet degeneration with instability; and 9) reconstruction following decompression to treat radiculopathy and/or myelopathy. These systems are also intended to stabilize the spine in the absence of fusion for a limited time period in patients with tumors involving the cervical spine in whom life expectancy is of insufficient duration to permit achievement of fusion. | Metallic plates, longitudinal members (e.g., rods) and other device-specific accessories. | Use of screws and longitudinal members (e.g., rods) to stabilization spinal segments for fusion. | Posterior cervical spine | Y | N | Eligible | 3
K181449 | K122011 | [90 empty] | Ortoma AB | Linus Bystrom | Vadursgatan 5 |  | Goteborg |  | SE | S-41250 | S-41250 | 2018-06-01 | 2018-09-19 | SESE | OR | OLO | Summary | NE |  | Traditional | N |  | Ortoma Treatment Solution - OTS | 2018 | 6 | 1 | 2018 | 9 | 19 | 2018-06-01 | 2018-09-19 | 110 | OR | NE | 2 |  | N | N |  | 882.456 | 1 | Stereotaxic guidance during orthopedic surgery procedures. Indicated for Orthopedic joint or spine surgery. Neurological stereotaxic instruments are classified under product code HAW. | Device consists of Camera, computer, various shaped tracking arrays, computer interface for commmunication between user and device. | User loads Computer software pre-Op to plan surgery procedure, then registers the patient anatomy during surgery to allow software to track patient anatomy, implants, and surgical tools in real time/space. | Orthopedic joints and spinal procedures where tracking of instrumentation is desired. | N | N | Eligible | 3
K181453 | K180480 | K160958 | K090782 | K143740 | K170962 | [86 empty] | Alphatec Spine, Inc. | Cynthia Adams | 5818 El Camino Real |  | Carlsbad | CA | US | 92008 | 92008 | 2018-06-01 | 2018-07-25 | SESE | OR | MAX | Summary | OR |  | Traditional | N |  | ATEC ALIF Spacer System | 2018 | 6 | 1 | 2018 | 7 | 25 | 2018-06-01 | 2018-07-25 | 54 | OR | OR | 2 |  | N | N |  | 888.308 | 1 | Intended to stabilize spinal segment to promote fusion in order to restrict motion and decrease pain using bone graft. | hollow cylinder or rectangular box made of metal or polymer | Acts as a disc spacer and holds bone graft. | intervertebral disc space | Y | N | Eligible | 3
K181471 | K133218 | K042544 | K082273 | K100070 | P980048 | K000536 | [85 empty] | Absolute Advantage Medical, LLC | J.D. Webb | 2731 Millbrook Road |  | Fayetteville | NC | US | 78681 | 78681 | 2018-06-04 | 2018-08-29 | SESE | OR | ODP | Summary | OR |  | Traditional | N |  | ACCUFUSE Cervical System | 2018 | 6 | 4 | 2018 | 8 | 29 | 2018-06-04 | 2018-08-29 | 86 | OR | OR | 2 |  | N | N |  | 888.308 | 1 | Intended to stabilize cervical spinal segment to promote fusion in order to restrict motion and decrease pain using bone graft. | Hollow cylinder or rectangular box made of metal or polymer. | Acts as a disc spacer and holds bone graft. | Intervertebral disc space. | Y | N | Eligible | 3
K181483 | K170297 | K170676 | K172888 | [88 empty] | Nexus Spine, LLC | Jared Crocker | 2825 E Cottonwood Parkway, Suite 330 |  | Salt Lake City | UT | US | 84121 | 84121 | 2018-06-05 | 2018-08-27 | SESE | OR | MAX | Summary | OR |  | Traditional | N |  | Tranquil Interbody System | 2018 | 6 | 5 | 2018 | 8 | 27 | 2018-06-05 | 2018-08-27 | 83 | OR | OR | 2 |  | N | N |  | 888.308 | 1 | Intended to stabilize spinal segment to promote fusion in order to restrict motion and decrease pain using bone graft. | hollow cylinder or rectangular box made of metal or polymer | Acts as a disc spacer and holds bone graft. | intervertebral disc space | Y | N | Eligible | 3
K181495 | K150283 | [90 empty] | Republic Spine, L.L.C. | James Doulgeris | 350 Camino Gardens Blvd. Suite 103 |  | Boca Raton | FL | US | 33432 | 33432 | 2018-06-06 | 2018-07-25 | SESE | OR | NKB | Summary | OR |  | Special | N |  | Republic Spine Dark Star Spinal System | 2018 | 6 | 6 | 2018 | 7 | 25 | 2018-06-06 | 2018-07-25 | 49 | OR | OR | 2 |  | N | N |  | 888.307 | 1 | Intended to provide immobilization and stabilization of spinal segments in thoracic, lumbar, and sacral spine as an adjunct to fusion. |  |  |  | Y | N | Eligible | 3
K181513 | K051726 | K101679 | K101823 | [88 empty] | Arthrex Inc. | Ivette Galmez | 1370 Creekside Boulevard |  | Naples | FL | US | 34108-1945 | 34108-1945 | 2018-06-08 | 2018-08-30 | SESE | OR | MBI | Summary | OR |  | Special | N |  | Arthrex PushLock Tenodesis Anchor | 2018 | 6 | 8 | 2018 | 8 | 30 | 2018-06-08 | 2018-08-30 | 83 | OR | OR | 2 |  | N | N |  | 888.304 | 1 |  |  |  |  | Y | N | Eligible | 3
K181530 | K951987 | [90 empty] | Signature Orthopaedics Pty Ltd. | Declan Brazil | 7 Sirius Road |  | Lane Cove |  | AU | 2066 | 2066 | 2018-06-11 | 2018-10-24 | SESE | OR | JWH | Summary | OR |  | Traditional | N |  | World Total Knee System | 2018 | 6 | 11 | 2018 | 10 | 24 | 2018-06-11 | 2018-10-24 | 135 | OR | OR | 2 |  | N | N |  | 888.356 | 1 |  |  |  |  | Y | N | Eligible | 3
K181531 | K123752 | K123231 | K133813 | K123045 | K073144 | [86 empty] | SpineEX Inc. | Andrew Rogers | 4046 Clipper Court |  | Fremont | CA | US | 94538 | 94538 | 2018-06-11 | 2018-10-05 | SESE | OR | MAX | Summary | OR |  | Traditional | N |  | SpineEX Sagittae Lateral Lumbar Interbody Fusion Devices | 2018 | 6 | 11 | 2018 | 10 | 5 | 2018-06-11 | 2018-10-05 | 116 | OR | OR | 2 |  | N | N |  | 888.308 | 1 | Intended to stabilize spinal segment to promote fusion in order to restrict motion and decrease pain using bone graft. | hollow cylinder or rectangular box made of metal or polymer | Acts as a disc spacer and holds bone graft. | intervertebral disc space | Y | N | Eligible | 3
K181532 | K150066 | [90 empty] | Exactech, Inc. | Zach Sharrah | 2320 NW 66th Court |  | Gainesville | FL | US | 32653 | 32653 | 2018-06-11 | 2018-09-04 | SESE | OR | LZO | Summary | OR |  | Special | N |  | Exactech Alteon Monobloc Revision Stem | 2018 | 6 | 11 | 2018 | 9 | 4 | 2018-06-11 | 2018-09-04 | 85 | OR | OR | 2 |  | N | N |  | 888.3353 | 1 |  |  |  |  | Y | N | Eligible | 3
K181533 | K161665 | K132296 | K993106 | K162078 | K043185 | K140814 | K132886 | [84 empty] | Smith & Nephew, Inc. | Bryan Cowell | 1450 Brooks Road |  | Memphis | TN | US | 38116 | 38116 | 2018-06-11 | 2018-08-09 | SESE | OR | HRS | Summary | OR |  | Traditional | N |  | EVOS Wrist Fracture Plating System | 2018 | 6 | 11 | 2018 | 8 | 9 | 2018-06-11 | 2018-08-09 | 59 | OR | OR | 2 |  | N | N |  | 888.303 | 1 |  |  |  |  | Y | N | Eligible | 3
K181543 | K160604 | [90 empty] | Meditech Spine, LLC | Bruce Dunaway | 1447 Peachtree St NE Suite 440 |  | Atlanta | GA | US | 30309 | 30309 | 2018-06-12 | 2018-08-31 | SESE | OR | KWQ | Summary | OR |  | Traditional | N |  | Cure OPEL-C Plate System | 2018 | 6 | 12 | 2018 | 8 | 31 | 2018-06-12 | 2018-08-31 | 80 | OR | OR | 2 |  | N | N |  | 888.306 | 1 |  |  |  |  | Y | N | Eligible | 3
K181549 | K130030 | K150759 | [89 empty] | Curiteva, LLC | Eric Linder | 25127 Will McComb Drive | Suite 100 | Tanner | AL | US | 35671 | 35671 | 2018-06-12 | 2018-08-03 | SESE | OR | KWQ | Summary | OR |  | Traditional | N |  | Curiteva Midline Anterior Cervical Plate System (or Curiteva Anterior Cervical Plate System) | 2018 | 6 | 12 | 2018 | 8 | 3 | 2018-06-12 | 2018-08-03 | 52 | OR | OR | 2 |  | N | N |  | 888.306 | 1 |  |  |  |  | Y | N | Eligible | 3
K181554 | K071824 | [90 empty] | Black Box Medical | Todd Stanaford | 4516 East County Road 45 |  | Midland | TX | US | 79705 | 79705 | 2018-06-13 | 2018-07-27 | SESE | OR | NKB | Summary | OR |  | Special | N |  | Stowe Pedicle Screw System | 2018 | 6 | 13 | 2018 | 7 | 27 | 2018-06-13 | 2018-07-27 | 44 | OR | OR | 2 |  | N | N |  | 888.307 | 1 | Intended to provide immobilization and stabilization of spinal segments in thoracic, lumbar, and sacral spine as an adjunct to fusion. |  |  |  | Y | N | Eligible | 3
K181555 | K020345 | K071032 | K130129 | K142863 | [87 empty] | Arthrex Inc. | David L. Rogers | 1370 Creekside Boulevard |  | Naples | FL | US | 34108-1945 | 34108-1945 | 2018-06-13 | 2018-12-21 | SESE | OR | KWS | Summary | OR |  | Traditional | N |  | Arthrex Fracture Adapter Hemi Shoulder Prosthesis | 2018 | 6 | 13 | 2018 | 12 | 21 | 2018-06-13 | 2018-12-21 | 191 | OR | OR | 2 |  | N | N |  | 888.366 | 1 |  |  |  |  | Y | N | Eligible | 3
K181557 | K123954 | K140749 | K172633 | K141740 | [87 empty] | Wright Medical Technology, Inc. | Tara Conrad | 1023 Cherry Road |  | Memphis | TN | US | 38117 | 38117 | 2018-06-13 | 2018-08-09 | SESE | OR | HSN | Summary | OR |  | Traditional | N |  | INFINITY Total Ankle System | 2018 | 6 | 13 | 2018 | 8 | 9 | 2018-06-13 | 2018-08-09 | 57 | OR | OR | 2 |  | N | N |  | 888.311 | 1 |  |  |  |  | Y | N | Eligible | 3
K181569 | K031201 | K060569 | K103837 | K160700 | K140883 | [86 empty] | Ortho Development Corporation | Dan Petersen | 12187 So. Business Park Drive |  | Draper | UT | US | 84020 | 84020 | 2018-06-14 | 2018-10-12 | SESE | OR | JWH | Summary | OR |  | Traditional | N |  | BKS Revision Sleeves System | 2018 | 6 | 14 | 2018 | 10 | 12 | 2018-06-14 | 2018-10-12 | 120 | OR | OR | 2 |  | N | N |  | 888.356 | 1 |  |  |  |  | Y | N | Eligible | 3
K181587 | K011815 | K000684 | K011335 | K041860 | K082625 | K100146 | K102352 | K111432 | [83 empty] | Tornier Inc. | Renee Stoffel | 10801 Nesbitt Ave South |  | Bloomington | MN | US | 55437 | 55437 | 2018-06-15 | 2018-10-05 | SESE | OR | HRS | Summary | OR |  | Traditional | N |  | ORTHOLOC SPS Shoulder Plating System | 2018 | 6 | 15 | 2018 | 10 | 5 | 2018-06-15 | 2018-10-05 | 112 | OR | OR | 2 |  | N | N |  | 888.303 | 1 |  |  |  |  | Y | N | Eligible | 3
K181589 | K081614 | K170395 | K130573 | K141953 | [87 empty] | Curiteva, LLC | Eric Linder | 25127 Will McComb Drive, Suite 100 |  | Tanner | AL | US | 35671 | 35671 | 2018-06-18 | 2018-12-20 | SESE | OR | MAX | Summary | OR |  | Traditional | N |  | Curiteva Lumbar Interbody Fusion System | 2018 | 6 | 18 | 2018 | 12 | 20 | 2018-06-18 | 2018-12-20 | 185 | OR | OR | 2 |  | N | N |  | 888.308 | 1 | Intended to stabilize spinal segment to promote fusion in order to restrict motion and decrease pain using bone graft. | hollow cylinder or rectangular box made of metal or polymer | Acts as a disc spacer and holds bone graft. | intervertebral disc space | Y | N | Eligible | 3
K181590 | K172320 | K172064 | K142041 | [88 empty] | NeuroStructures, Inc. | Kathleen Wong | 199 Technology Drive, Suite 110 |  | Irvine | CA | US | 92618 | 92618 | 2018-06-18 | 2018-11-08 | SESE | OR | ODP | Summary | OR |  | Special | N |  | Neurostructures Cavetto® [MAX] Cervical Cage System | 2018 | 6 | 18 | 2018 | 11 | 8 | 2018-06-18 | 2018-11-08 | 143 | OR | OR | 2 |  | N | N |  | 888.308 | 1 | Intended to stabilize cervical spinal segment to promote fusion in order to restrict motion and decrease pain using bone graft. | Hollow cylinder or rectangular box made of metal or polymer. | Acts as a disc spacer and holds bone graft. | Intervertebral disc space. | Y | N | Eligible | 3
K181591 | K140106 | K153495 | K090048 | K112648 | K101301 | K043479 | K024364 | P960025 | K143163 | K113561 | K143688 | [80 empty] | Medical Designs, LLC | Kristi Vondra | 6709 S. Minnesota Ave, Suite 204 |  | Sioux Falls | SD | US | 57108 | 57108 | 2018-06-18 | 2018-09-26 | SESE | OR | MAX | Summary | OR |  | Traditional | N |  | Fixated Asfora BULLET CAGE® (FABC) | 2018 | 6 | 18 | 2018 | 9 | 26 | 2018-06-18 | 2018-09-26 | 100 | OR | OR | 2 |  | N | N |  | 888.308 | 1 | Intended to stabilize spinal segment to promote fusion in order to restrict motion and decrease pain using bone graft. | hollow cylinder or rectangular box made of metal or polymer | Acts as a disc spacer and holds bone graft. | intervertebral disc space | Y | N | Eligible | 3
K181596 | K124004 | K143628 | [89 empty] | Spine Wave, Inc. | Amy Noccioli | 3 Enterprise Drive, Suite 210 |  | Shelton | CT | US | 6484 | 6484 | 2018-06-18 | 2018-10-24 | SESE | OR | OLO | Summary | NE |  | Traditional | N |  | Spine Wave Navigated Instruments | 2018 | 6 | 18 | 2018 | 10 | 24 | 2018-06-18 | 2018-10-24 | 128 | OR | NE | 2 |  | N | N |  | 882.456 | 1 | Stereotaxic guidance during orthopedic surgery procedures. Indicated for Orthopedic joint or spine surgery. Neurological stereotaxic instruments are classified under product code HAW. | Device consists of Camera, computer, various shaped tracking arrays, computer interface for commmunication between user and device. | User loads Computer software pre-Op to plan surgery procedure, then registers the patient anatomy during surgery to allow software to track patient anatomy, implants, and surgical tools in real time/space. | Orthopedic joints and spinal procedures where tracking of instrumentation is desired. | N | N | Eligible | 3
K181598 | K171181 | K180798 | [89 empty] | MicroPort Orthopedics Inc. | Sarah Evonne Stroupe | 5677 Airline Road |  | Arlington | TN | US | 38002 | 38002 | 2018-06-18 | 2018-09-14 | SESE | OR | LZO | Summary | OR |  | Traditional | N |  | Prime E-CLASS XLPE Liner | 2018 | 6 | 18 | 2018 | 9 | 14 | 2018-06-18 | 2018-09-14 | 88 | OR | OR | 2 |  | N | N |  | 888.3353 | 1 |  |  |  |  | Y | N | Eligible | 3
K181600 | K153656 | [90 empty] | L&K BIOMED Co., Ltd. | Jihyeon Seo | #201, 202 16-25, Dongbaekjungang-ro 16 beon-gil, Giheung-gu |  | Yongin-si |  | KR | 17015 | 17015 | 2018-06-18 | 2018-07-16 | SESE | OR | OUR | Summary | OR |  | Special | N |  | PathLoc-SI Joint Fusion System | 2018 | 6 | 18 | 2018 | 7 | 16 | 2018-06-18 | 2018-07-16 | 28 | OR | OR | 2 |  | N | N |  | 888.304 | 1 | sacroiliac joint fusion | may be used with bone graft, should not be used with bone cement | bridges both sides of the joint, preventing motion | sacroiliac joint | Y | N | Eligible | 3
K181603 | K181188 | K171832 | K153370 | K171444 | K180851 | K171791 | [85 empty] | K2M Inc. | Nancy Giezen | 600 Hope Pkwy. SE |  | Leesburg | VA | US | 20175 | 20175 | 2018-06-19 | 2018-10-05 | SESE | OR | NKG | Summary | OR |  | Traditional | N |  | EVEREST Spinal System, RANGE (MESA and DENALI) Spinal System, CASPIAN OCT (MESA Mini and DENALI Mini) Spinal System, YUKON OCT Spinal System | 2018 | 6 | 19 | 2018 | 10 | 5 | 2018-06-19 | 2018-10-05 | 108 | OR | OR | 2 |  | N | N |  | 888.3075 | 1 | Posterior cervical screw systems are intended for use in fusion procedures of the cervical spine and/or craniocervical junction and/or cervicothoracic junction for: 1) spinal fractures and dislocations; 2) deformities; 3) instabilities; 4) failed previous fusions; 5) tumors; 6) inflammatory disorders; 7) spinal degeneration, 8) facet degeneration with instability; and 9) reconstruction following decompression to treat radiculopathy and/or myelopathy. These systems are also intended to stabilize the spine in the absence of fusion for a limited time period in patients with tumors involving the cervical spine in whom life expectancy is of insufficient duration to permit achievement of fusion. | Metallic plates, longitudinal members (e.g., rods) and other device-specific accessories. | Use of screws and longitudinal members (e.g., rods) to stabilization spinal segments for fusion. | Posterior cervical spine | Y | N | Eligible | 3
K181607 | K173579 | [90 empty] | A&E Medical Corporation | Dana Rodriguez | 5206 Asbury Road, PO Box 758 |  | Farmingdale | NJ | US | 7727 | 7727 | 2018-06-19 | 2018-10-12 | SESE | OR | JDQ | Summary | OR |  | Traditional | N |  | Thorecon Rigid Fixation System | 2018 | 6 | 19 | 2018 | 10 | 12 | 2018-06-19 | 2018-10-12 | 115 | OR | OR | 2 |  | N | N |  | 888.301 | 1 |  |  |  |  | Y | N | Eligible | 3
K181611 | K113069 | K131353 | K133378 | K080642 | K013991 | [86 empty] | Biomet Manufacturing Corp | Dalene Binkley | 56 East Bell Drive |  | Warsaw | IN | US | 46580 | 46580 | 2018-06-19 | 2018-09-24 | SESE | OR | PHX | Summary | OR |  | Traditional | N |  | Comprehensive Reverse Shoulder System | 2018 | 6 | 19 | 2018 | 9 | 24 | 2018-06-19 | 2018-09-24 | 97 | OR | OR | 2 |  | N | N |  | 888.366 | 1 | Intended to be used to relieve pain and to replace the glenoid and humeral side of the shoulder joint in order to restore mobility in a grossly rotator cuff deficient joint with severe arthropathy or a previous joint replacement with a grossly rotator cuff deficient joint. | Typically includes humeral stem, humeral socket, humeral cup, glenosphere, and glenoid baseplate with fixation screws. The humeral stem and humeral socket may be one single piece or two separate pieces locked together. The humeral cup is snap fit into the humeral socket. The humeral cup is made from UHMWPE and articulates with the glenosphere made of CoCrMo alloy, Titanium alloy, or stainless steel. The glenosphere locks to glenoid baseplate which is fixed to the glenoid bone by 2-6 screws. The glenoid baseplate has HA coating, metallic coating or no coating and may feature a central peg, central screw, central cage, or keel. | Relative to the native shoulder joint, the device moves the center of rotation medially and distally to the anatomic position which increases the length of the deltoid muscle's lever arm, allowing the same rotational moment with less applied force. | Shoulder joint | Y | N | Eligible | 3
K181621 | K170297 | K181295 | K113559 | K150765 | K151934 | K171489 | K122008 | K072415 | K120819 | K142079 | K150053 | K102606 | K133218 | K071833 | K153250 | K170961 | K103033 | K111119 | [73 empty] | Nexus Spine, LLC | Jared Crocker | 2825 E Cottonwood Parkway, Suite 330 |  | Salt Lake City | UT | US | 84121 | 84121 | 2018-06-20 | 2018-10-19 | SESE | OR | OVE | Summary | OR |  | Traditional | N |  | Stable-C Interbody System | 2018 | 6 | 20 | 2018 | 10 | 19 | 2018-06-20 | 2018-10-19 | 121 | OR | OR | 2 |  | N | N |  | 888.308 | 1 | Intended to stabilize cervical spinal segment to promote fusion in order to restrict motion and decrease pain using bone graft with or without supplemental fixation. | Hollow cylinder or rectangular box made of metal or polymer with integrated fixation. | Acts as a disc spacer and holds bone graft; also includes some form of integrated fixation to maintain stability by direct purchase into the bony vertebral endplates. | Intervertebral disc space | Y | N | Eligible | 3
K181625 | K112648 | K090048 | K130630 | K080411 | K111569 | [86 empty] | Life Spine Inc. | Angela Batke | 13951 S Quality Drive |  | Huntley | IL | US | 60142 | 60142 | 2018-06-20 | 2018-12-11 | SESE | OR | MAX | Summary | OR |  | Traditional | N |  | Life Spine Resolute Threaded Cage System | 2018 | 6 | 20 | 2018 | 12 | 11 | 2018-06-20 | 2018-12-11 | 174 | OR | OR | 2 |  | N | N |  | 888.308 | 1 | Intended to stabilize spinal segment to promote fusion in order to restrict motion and decrease pain using bone graft. | hollow cylinder or rectangular box made of metal or polymer | Acts as a disc spacer and holds bone graft. | intervertebral disc space | Y | N | Eligible | 3
K181635 | K121416 | K140826 | K162035 | K090988 | K113571 | K133630 | [85 empty] | Medacta International SA | Stefano Baj | Strada Regina |  | Castel San Pietro |  | CH | CH-6874 | CH-6874 | 2018-06-21 | 2018-08-23 | SESE | OR | JWH | Summary | OR |  | Traditional | N |  | GMK Sphere CR Tibial Inserts | 2018 | 6 | 21 | 2018 | 8 | 23 | 2018-06-21 | 2018-08-23 | 63 | OR | OR | 2 |  | N | N |  | 888.356 | 1 |  |  |  |  | Y | N | Eligible | 3
K181639 | K091788 | [90 empty] | Integra Lifesciences Corporation | Blesson Abraham | 11101 Metric Blvd. |  | Austin | TX | US | 78758 | 78758 | 2018-06-21 | 2018-11-02 | SESE | OR | HSB | Summary | OR |  | Special | N |  | Panta 2 Arthrodesis Nail System | 2018 | 6 | 21 | 2018 | 11 | 2 | 2018-06-21 | 2018-11-02 | 134 | OR | OR | 2 |  | N | N |  | 888.302 | 1 |  |  |  |  | Y | N | Eligible | 3
K181640 | K083497 | K091566 | K120715 | K050226 | K993289 | K921786 | K895241 | K062066 | K072818 | [82 empty] | X-Bolt Orthopaedics | Brian Thornes | Unit 5 Northwood Court Santry, Dublin 9 |  | Dublin |  | IE |  |  | 2018-06-21 | 2018-10-12 | SESE | OR | HSB | Summary | OR |  | Traditional | N |  | X-BOLT Hip Fracture Fixation System | 2018 | 6 | 21 | 2018 | 10 | 12 | 2018-06-21 | 2018-10-12 | 113 | OR | OR | 2 |  | N | N |  | 888.302 | 1 |  |  |  |  | Y | N | Eligible | 3
K181644 | K161888 | K172888 | [89 empty] | EIT Emerging Implant Technologies GmbH | Barbara Wirth | Eisenbahnstrasse 83 |  | Wurmlingen |  | DE | 78573 | 78573 | 2018-06-22 | 2018-10-12 | SESE | OR | MAX | Summary | OR |  | Traditional | N |  | EIT Cellular Titanium® Lumbar Cage LLIF | 2018 | 6 | 22 | 2018 | 10 | 12 | 2018-06-22 | 2018-10-12 | 112 | OR | OR | 2 |  | N | N |  | 888.308 | 1 | Intended to stabilize spinal segment to promote fusion in order to restrict motion and decrease pain using bone graft. | hollow cylinder or rectangular box made of metal or polymer | Acts as a disc spacer and holds bone graft. | intervertebral disc space | Y | N | Eligible | 3
K181655 | K170888 | K131122 | K140106 | [88 empty] | Renovis Surgical Technologies | Anthony Debenedictis | 1901 W. Lugonia |  | Redlands | CA | US | 92374 | 92374 | 2018-06-22 | 2018-09-11 | SESE | OR | MAX | Summary | OR |  | Traditional | N |  | Renovis S180 Lateral Lumbar Interbody Fusion System | 2018 | 6 | 22 | 2018 | 9 | 11 | 2018-06-22 | 2018-09-11 | 81 | OR | OR | 2 |  | N | N |  | 888.308 | 1 | Intended to stabilize spinal segment to promote fusion in order to restrict motion and decrease pain using bone graft. | hollow cylinder or rectangular box made of metal or polymer | Acts as a disc spacer and holds bone graft. | intervertebral disc space | Y | N | Eligible | 3
K181677 | K161363 | K152968 | K071890 | K160775 | K131802 | [86 empty] | Alphatec Spine, Inc. | Cynthia Adams | 5818 El Camino Real |  | Carlsbad | CA | US | 92008 | 92008 | 2018-06-26 | 2018-08-09 | SESE | OR | NKB | Summary | OR |  | Traditional | N |  | Kodiak Spinal Fixation System | 2018 | 6 | 26 | 2018 | 8 | 9 | 2018-06-26 | 2018-08-09 | 44 | OR | OR | 2 |  | N | N |  | 888.307 | 1 | Intended to provide immobilization and stabilization of spinal segments in thoracic, lumbar, and sacral spine as an adjunct to fusion. |  |  |  | Y | N | Eligible | 3
K181680 | K061665 | [90 empty] | ICONN Orthopedics, LLC | Whitt Israel | 400 Union Hill Drive, Suite 150 |  | Birmingham | AL | US | 35209 | 35209 | 2018-06-26 | 2018-08-09 | SESE | OR | MBI | Summary | OR |  | Traditional | N |  | ICONN Answer II Suture Anchor | 2018 | 6 | 26 | 2018 | 8 | 9 | 2018-06-26 | 2018-08-09 | 44 | OR | OR | 2 |  | N | N |  | 888.304 | 1 |  |  |  |  | Y | N | Eligible | 3
K181693 | K071723 | K170845 | [89 empty] | Medacta International SA | Stefano Baj | Strada Regina |  | Castel San Pietro |  | CH | CH-6874 | CH-6874 | 2018-06-27 | 2018-11-28 | SESE | OR | LZO | Summary | OR |  | Traditional | N |  | SMS Femoral Stem | 2018 | 6 | 27 | 2018 | 11 | 28 | 2018-06-27 | 2018-11-28 | 154 | OR | OR | 2 |  | N | N |  | 888.3353 | 1 |  |  |  |  | Y | N | Eligible | 3
K181702 | K170297 | K170676 | K122639 | K092017 | [87 empty] | Nexus Spine, LLC | Jared Crocker | 2825 E Cottonwood Parkway, Suite 330 |  | Salt Lake City | UT | US | 84121 | 84121 | 2018-06-27 | 2018-09-21 | SESE | OR | MAX | Summary | OR |  | Traditional | N |  | Tranquil-L Interbody System | 2018 | 6 | 27 | 2018 | 9 | 21 | 2018-06-27 | 2018-09-21 | 86 | OR | OR | 2 |  | N | N |  | 888.308 | 1 | Intended to stabilize spinal segment to promote fusion in order to restrict motion and decrease pain using bone graft. | hollow cylinder or rectangular box made of metal or polymer | Acts as a disc spacer and holds bone graft. | intervertebral disc space | Y | N | Eligible | 3
K181717 | K050082 | K113802 | K032534 | [88 empty] | Life Spine Inc. | Angela Batker | 13951 S Quality Drive |  | Huntley | IL | US | 60142 | 60142 | 2018-06-28 | 2018-10-12 | SESE | OR | NQW | Summary | OR |  | Traditional | N |  | Life Spine Laminoplasty System | 2018 | 6 | 28 | 2018 | 10 | 12 | 2018-06-28 | 2018-10-12 | 106 | OR | OR | 2 |  | N | N |  | 888.305 | 1 | This device is a plate that is attached to the lamina after a laminoplasty or laminectomy procedure. |  |  |  | Y | N | Eligible | 3
K181721 | K140375 | [90 empty] | curasan AG | Gregor Thomas | Lindigstrasse 4 |  | Kleinostheim |  | DE | 63801 | 63801 | 2018-06-29 | 2018-09-17 | SESE | OR | MQV | Summary | OR |  | Traditional | N |  | Ceracell Ortho Foam | 2018 | 6 | 29 | 2018 | 9 | 17 | 2018-06-29 | 2018-09-17 | 80 | OR | OR | 2 |  | N | N |  | 888.3045 | 1 |  |  |  |  | Y | N | Eligible | 3
K181744 | K111572 | [90 empty] | Serf | Jean-Lus Aurelle | 85 Avenue des Bruyeres |  | Decines |  | FR | 69150 | 69150 | 2018-07-02 | 2018-12-11 | SESE | OR | LZO | Summary | OR |  | Traditional | N |  | BI-MENTUM dual mobility system | 2018 | 7 | 2 | 2018 | 12 | 11 | 2018-07-02 | 2018-12-11 | 162 | OR | OR | 2 |  | N | N |  | 888.3353 | 1 |  |  |  |  | Y | N | Eligible | 3
K181746 | K180361 | K071586 | [89 empty] | Smith and Nephew, Inc. | Katherine Marcaccio | 7135 Goodlett Farms Parkway |  | Cordova | TN | US | 38016 | 38016 | 2018-07-02 | 2018-09-28 | SESE | OR | MAI | Summary | OR |  | Traditional | N |  | MICRORAPTOR Knotless Suture Anchor | 2018 | 7 | 2 | 2018 | 9 | 28 | 2018-07-02 | 2018-09-28 | 88 | OR | OR | 2 |  | N | N |  | 888.303 | 1 |  |  |  |  | Y | N | Eligible | 3
K181749 | K030256 | K102834 | [89 empty] | Kinamed, Incorporated | Heather Neely | 820 Flynn Road |  | Camarillo | CA | US | 93010 | 93010 | 2018-07-02 | 2018-08-01 | SESE | OR | JDQ | Summary | OR |  | Special | N |  | SuperCable® Iso-Elastic Cerclage System | 2018 | 7 | 2 | 2018 | 8 | 1 | 2018-07-02 | 2018-08-01 | 30 | OR | OR | 2 |  | N | N |  | 888.301 | 1 |  |  |  |  | Y | N | Eligible | 3
K181752 | K172116 | K123942 | K093429 | [88 empty] | Stryker Corporation | Kristi Ashton | 4100 E. Milham Avenue |  | Kalamazoo | MI | US | 49001 | 49001 | 2018-07-02 | 2018-12-21 | SESE | OR | HRX | Summary | OR |  | Traditional | N |  | Stryker iVAS Elite Inflatable Vertebral Augmentation System (Stryker iVAS Elite Balloon Catheter) | 2018 | 7 | 2 | 2018 | 12 | 21 | 2018-07-02 | 2018-12-21 | 172 | OR | OR | 2 |  | N | Y |  | 888.11 | 1 | Validated reprocessing instructions and reprocessing validation data for this device type must be included in a 510(k) submission if the device is reusable and has specific design features (please refer to Table 2 of 82 FR 26807, available at https://www.gpo.gov/fdsys/pkg/FR-2017-06-09/pdf/2017-12007.pdf). |  |  |  | N | N | Ineligible | 3
K181761 | K141653 | K073567 | [89 empty] | Zimmer, Inc | Carol Vierling | PO Box 708 |  | Warsaw | IN | US | 46581-0708 | 46581-0708 | 2018-07-03 | 2018-12-26 | SESE | OR | LZO | Summary | OR |  | Traditional | N |  | Zimmer Biomet Select Ceramic Heads | 2018 | 7 | 3 | 2018 | 12 | 26 | 2018-07-03 | 2018-12-26 | 176 | OR | OR | 2 |  | N | N |  | 888.3353 | 1 |  |  |  |  | Y | N | Eligible | 3
K181769 | K151230 | K140855 | [89 empty] | Arthrex, Inc. | David L. Rogers | 1370 Creekside Boulevard |  | Naples | FL | US | 34108-1945 | 34108-1945 | 2018-07-03 | 2018-09-21 | SESE | OR | MBI | Summary | OR |  | Traditional | N |  | Arthrex FiberTak Suture Anchor | 2018 | 7 | 3 | 2018 | 9 | 21 | 2018-07-03 | 2018-09-21 | 80 | OR | OR | 2 |  | N | N |  | 888.304 | 1 |  |  |  |  | Y | N | Eligible | 3
K181781 | K124045 | [90 empty] | MedShape, Inc. | Jack Griffis | 1575 Northside Drive, Suite 440 |  | Atlanta | GA | US | 30318 | 30318 | 2018-07-03 | 2018-11-05 | SESE | OR | JDR | Summary | OR |  | Traditional | N |  | DynaClipTM Bone Staple | 2018 | 7 | 3 | 2018 | 11 | 5 | 2018-07-03 | 2018-11-05 | 125 | OR | OR | 2 |  | N | N |  | 888.303 | 1 |  |  |  |  | Y | N | Eligible | 3
K181792 | K171660 | [90 empty] | Spineology Inc. | Karen Roche | 7800 Third Street N., Suite 600 |  | St. Paul | MN | US | 55128 | 55128 | 2018-07-05 | 2018-08-14 | SESE | OR | MAX | Summary | OR |  | Special | N |  | Duo Lumbar Interbody Fusion Device | 2018 | 7 | 5 | 2018 | 8 | 14 | 2018-07-05 | 2018-08-14 | 40 | OR | OR | 2 |  | N | N |  | 888.308 | 1 | Intended to stabilize spinal segment to promote fusion in order to restrict motion and decrease pain using bone graft. | hollow cylinder or rectangular box made of metal or polymer | Acts as a disc spacer and holds bone graft. | intervertebral disc space | Y | N | Eligible | 3
K181794 | K140302 | [90 empty] | Exactech, Inc. | Patrick Hughes | 2320 NW 66th CT |  | Gainesville | FL | US | 32653 | 32653 | 2018-07-05 | 2018-09-28 | SESE | OR | MBH | Summary | OR |  | Special | N |  | Truliant Porous Femoral Components | 2018 | 7 | 5 | 2018 | 9 | 28 | 2018-07-05 | 2018-09-28 | 85 | OR | OR | 2 |  | N | N |  | 888.3565 | 1 |  |  |  |  | Y | N | Eligible | 3
K181799 | K172206 | K922952 | K941213 | K153348 | [87 empty] | Cousin Biotech S.A.S. | Mathilde Collet | 8 Rue De L'abbe Bonpain |  | Wervicq-Sud |  | FR | 59117 | 59117 | 2018-07-05 | 2018-08-29 | SESE | OR | OWI | Summary | OR |  | Traditional | N |  | ResCUBE Ligament Fixation System | 2018 | 7 | 5 | 2018 | 8 | 29 | 2018-07-05 | 2018-08-29 | 55 | OR | OR | 2 |  | N | N |  | 888.301 | 1 | Acts as a bone anchor for temporary stabilization, or used in conjunction with other medical implants of similar metals when wiring is needed, during development of a spinal fusion. | metallic wire, polyester bands | Wrapped around a portion of the sublaminar, posterior spine for temporary stabilization during spinal fusion procedures. May be used in conjunction with other medical implants made of similar metals whenever wiring" may help secure the attachment of other implants.¦sublaminar, posterior spine¦Y¦N¦Eligible |  |  |  |  | 3
K181806 | K110574 | K111908 | K121302 | K161896 | [87 empty] | Jeil Medical Corporation | Ahhyeon Woo | 702,703,704,705,706,804,805,807,812,815-ho,55 | Digital-ro 34-gil, Guro-gu | Seoul |  | KR | 8378 | 8378 | 2018-07-06 | 2018-11-20 | SESE | OR | HRS | Summary | OR |  | Traditional | N |  | ARIX Sternal System | 2018 | 7 | 6 | 2018 | 11 | 20 | 2018-07-06 | 2018-11-20 | 137 | OR | OR | 2 |  | N | N |  | 888.303 | 1 |  |  |  |  | Y | N | Eligible | 3
K181809 | K141259 | [90 empty] | Medos International SARL | Tatyana Korsunsky | Chemin-Blanc 38, Case Postale |  | Le Locle |  | CH | CH 2400 | CH 2400 | 2018-07-06 | 2018-08-03 | SESE | OR | MAI | Summary | OR |  | Special | N |  | GRYPHON® Anchors with DYNACORD Suture | 2018 | 7 | 6 | 2018 | 8 | 3 | 2018-07-06 | 2018-08-03 | 28 | OR | OR | 2 |  | N | N |  | 888.303 | 1 |  |  |  |  | Y | N | Eligible | 3
K181815 | K142292 | K162354 | K172405 | [88 empty] | Fusion Orthopedics, LLC | Adam Cundiff | 4135 S. Power Rd., Suite 110 |  | Mesa | AZ | US | 85212 | 85212 | 2018-07-09 | 2018-10-15 | SESE | OR | JDR | Summary | OR |  | Traditional | N |  | DynaBridge | 2018 | 7 | 9 | 2018 | 10 | 15 | 2018-07-09 | 2018-10-15 | 98 | OR | OR | 2 |  | N | N |  | 888.303 | 1 |  |  |  |  | Y | N | Eligible | 3
K181818 | K142095 | K150643 | K101310 | K121211 | K153621 | [86 empty] | Spineart | Franck Pennesi | 3 Chemin du Pré Fleuri |  | Plan Les Ouates |  | CH | 1228 | 1228 | 2018-07-09 | 2018-10-09 | SESE | OR | OVD | Summary | OR |  | Traditional | N |  | Scarlet AL-T | 2018 | 7 | 9 | 2018 | 10 | 9 | 2018-07-09 | 2018-10-09 | 92 | OR | OR | 2 |  | N | N |  | 888.308 | 1 | Intended to stabilize lumbar spinal segment to promote fusion in order to restrict motion and decrease pain using bone graft with or without supplemental fixation. | Hollow cylinder or rectangular box made of metal or polymer with integrated fixation. | Acts as a disc spacer and holds bone graft; also includes some form of integrated fixation to maintain stability by direct purchase into the bony vertebral endplates. | Intervertebral disc space | Y | N | Eligible | 3
K181820 | K090692 | K151235 | K130319 | K151418 | [87 empty] | Medline Industries, Inc. | Jennifer Mason | Three Lakes Drive |  | Northfield | IL | US | 60093 | 60093 | 2018-07-09 | 2018-11-01 | SESE | OR | HRS | Summary | OR |  | Traditional | N |  | Medline Unite Mini Plates and Screws | 2018 | 7 | 9 | 2018 | 11 | 1 | 2018-07-09 | 2018-11-01 | 115 | OR | OR | 2 |  | N | N |  | 888.303 | 1 |  |  |  |  | Y | N | Eligible | 3
K181821 | K131802 | K120838 | K162232 | [88 empty] | Biedermann Motech GmbH & Co. KG | Gerd Federle | Bertha-von-Suttner-Strasse 23 |  | Villingen-Schwenningen |  | DE | 78054 | 78054 | 2018-07-09 | 2018-09-13 | SESE | OR | NKB | Summary | OR |  | Traditional | N |  | MOSS VRS Spinal System | 2018 | 7 | 9 | 2018 | 9 | 13 | 2018-07-09 | 2018-09-13 | 66 | OR | OR | 2 |  | N | N |  | 888.307 | 1 | Intended to provide immobilization and stabilization of spinal segments in thoracic, lumbar, and sacral spine as an adjunct to fusion. |  |  |  | Y | N | Eligible | 3
K181824 | K132101 | [90 empty] | U&i Corporation | Jee-Ae Bang | 20, Sandan-ro 76beon-gil(Rd) |  | Uijeongbu-si |  | KR | 11781 | 11781 | 2018-07-09 | 2018-12-13 | SESE | OR | NKB | Summary | OR |  | Traditional | N |  | CBT Screw Fixation System | 2018 | 7 | 9 | 2018 | 12 | 13 | 2018-07-09 | 2018-12-13 | 157 | OR | OR | 2 |  | N | N |  | 888.307 | 1 | Intended to provide immobilization and stabilization of spinal segments in thoracic, lumbar, and sacral spine as an adjunct to fusion. |  |  |  | Y | N | Eligible | 3
K181826 | K170452 | K062250 | K071379 | K100858 | K112144 | [86 empty] | Medacta International SA | Stefano Baj | Strada Regina |  | Castel San Pietro |  | CH | CH-6874 | CH-6874 | 2018-07-09 | 2018-12-10 | SESE | OR | PHX | Summary | OR |  | Traditional | N |  | Glenoid Polyaxial Non-locking Screws | 2018 | 7 | 9 | 2018 | 12 | 10 | 2018-07-09 | 2018-12-10 | 154 | OR | OR | 2 |  | N | N |  | 888.366 | 1 | Intended to be used to relieve pain and to replace the glenoid and humeral side of the shoulder joint in order to restore mobility in a grossly rotator cuff deficient joint with severe arthropathy or a previous joint replacement with a grossly rotator cuff deficient joint. | Typically includes humeral stem, humeral socket, humeral cup, glenosphere, and glenoid baseplate with fixation screws. The humeral stem and humeral socket may be one single piece or two separate pieces locked together. The humeral cup is snap fit into the humeral socket. The humeral cup is made from UHMWPE and articulates with the glenosphere made of CoCrMo alloy, Titanium alloy, or stainless steel. The glenosphere locks to glenoid baseplate which is fixed to the glenoid bone by 2-6 screws. The glenoid baseplate has HA coating, metallic coating or no coating and may feature a central peg, central screw, central cage, or keel. | Relative to the native shoulder joint, the device moves the center of rotation medially and distally to the anatomic position which increases the length of the deltoid muscle's lever arm, allowing the same rotational moment with less applied force. | Shoulder joint | Y | N | Eligible | 3
K181827 | K033878 | K033806 | K142281 | K965098 | [87 empty] | Zimmer GmbH | Robert Tommasini | Sulzerallee 8 |  | Winterthur |  | CH | 8404 | 8404 | 2018-07-09 | 2018-12-14 | SESE | OR | HSB | Summary | OR |  | Traditional | N |  | Affixus Natural Nail System Humeral Nail | 2018 | 7 | 9 | 2018 | 12 | 14 | 2018-07-09 | 2018-12-14 | 158 | OR | OR | 2 |  | N | N |  | 888.302 | 1 |  |  |  |  | Y | N | Eligible | 3
K181829 | K172419 | K170512 | [89 empty] | U&I Corporation | Jee-Ae Bang | 20, Sandan-ro 76beon-gil(Rd) |  | Uijeongbu-si |  | KR | 11781 | 11781 | 2018-07-09 | 2018-11-14 | SESE | OR | MAX | Summary | OR |  | Special | N |  | Velofix TLIF Cage | 2018 | 7 | 9 | 2018 | 11 | 14 | 2018-07-09 | 2018-11-14 | 128 | OR | OR | 2 |  | N | N |  | 888.308 | 1 | Intended to stabilize spinal segment to promote fusion in order to restrict motion and decrease pain using bone graft. | hollow cylinder or rectangular box made of metal or polymer | Acts as a disc spacer and holds bone graft. | intervertebral disc space | Y | N | Eligible | 3
K181837 | K110632 | K150061 | K133218 | K152011 | K122967 | K170235 | [85 empty] | Spinal Elements Inc. | Julie Lamothe | 3115 Melrose Dr., Suite 200 |  | Carlsbad | CA | US | 92010 | 92010 | 2018-07-10 | 2018-11-02 | SESE | OR | MAX | Summary | OR |  | Traditional | N |  | Spinal Elements Ti-Bond coated devices | 2018 | 7 | 10 | 2018 | 11 | 2 | 2018-07-10 | 2018-11-02 | 115 | OR | OR | 2 |  | N | N |  | 888.308 | 1 | Intended to stabilize spinal segment to promote fusion in order to restrict motion and decrease pain using bone graft. | hollow cylinder or rectangular box made of metal or polymer | Acts as a disc spacer and holds bone graft. | intervertebral disc space | Y | N | Eligible | 3
K181846 | K040721 | K070775 | K081391 | K092146 | K121049 | K133567 | K062836 | K092108 | K120092 | K102195 | K132191 | K180156 | K080664 | K171848 | [77 empty] | Globus Medical Inc. | Lori Burns | 2560 General Armistead Ave. |  | Audubon | PA | US | 19403 | 19403 | 2018-07-11 | 2018-11-06 | SESE | OR | KWQ | Summary | OR |  | Traditional | N |  | ASSURE Anterior Cervical Plate System, PROVIDENCE Anterior Cervical Plate System, VIP Anterior Cervical Plate System, XTEND Anterior Cervical Plate System, UNIFY Dynamic Anterior Cervical Plate System, CITADEL Anterior Lumbar Plate System, TRUSS Thoracolumbar Plate System, PLYMOUTH Thoracolumbar Pl | 2018 | 7 | 11 | 2018 | 11 | 6 | 2018-07-11 | 2018-11-06 | 118 | OR | OR | 2 |  | N | N |  | 888.306 | 1 |  |  |  |  | Y | N | Eligible | 3
K181848 | K173946 | K123401 | K141551 | [88 empty] | Stryker GMBH | Tina Mornak | 325 Corporate Drive |  | Mahwah | NJ | US | 7430 | 7430 | 2018-07-11 | 2018-10-12 | SESE | OR | OLO | Summary | NE |  | Traditional | N |  | ADAPT for Gamma3, Gamma3 | 2018 | 7 | 11 | 2018 | 10 | 12 | 2018-07-11 | 2018-10-12 | 93 | OR | NE | 2 |  | N | N |  | 882.456 | 1 | Stereotaxic guidance during orthopedic surgery procedures. Indicated for Orthopedic joint or spine surgery. Neurological stereotaxic instruments are classified under product code HAW. | Device consists of Camera, computer, various shaped tracking arrays, computer interface for commmunication between user and device. | User loads Computer software pre-Op to plan surgery procedure, then registers the patient anatomy during surgery to allow software to track patient anatomy, implants, and surgical tools in real time/space. | Orthopedic joints and spinal procedures where tracking of instrumentation is desired. | N | N | Eligible | 3
K181860 | K173153 | K170962 | K141665 | K140348 | [87 empty] | NuVasive, Incorporated | Olga Lewis | 7475 Lusk Blvd. |  | San Diego | CA | US | 92121 | 92121 | 2018-07-12 | 2018-10-05 | SESE | OR | MAX | Summary | OR |  | Traditional | N |  | NuVasive Cohere Thoracolumbar Interbody System | 2018 | 7 | 12 | 2018 | 10 | 5 | 2018-07-12 | 2018-10-05 | 85 | OR | OR | 2 |  | N | N |  | 888.308 | 1 | Intended to stabilize spinal segment to promote fusion in order to restrict motion and decrease pain using bone graft. | hollow cylinder or rectangular box made of metal or polymer | Acts as a disc spacer and holds bone graft. | intervertebral disc space | Y | N | Eligible | 3
K181866 | K142727 | K181410 | K124022 | [88 empty] | CrossRoads Extremity Systems, LLC | Chad Hollis | 6055 Primacy Pkwy, Suite 140 |  | Memphis | TN | US | 38119 | 38119 | 2018-07-12 | 2018-08-09 | SESE | OR | JDR | Summary | OR |  | Special | N |  | MotoCLIP/HiMAX Step Staple Implant System | 2018 | 7 | 12 | 2018 | 8 | 9 | 2018-07-12 | 2018-08-09 | 28 | OR | OR | 2 |  | N | N |  | 888.303 | 1 |  |  |  |  | Y | N | Eligible | 3
K181881 | K021932 | K110472 | K112028 | K141549 | [87 empty] | SIJ Surgical | Daniel Hoehn | 6829 Falls of Neuse Rd., Ste 103 |  | Raleigh | NC | US | 27615 | 27615 | 2018-07-13 | 2018-10-03 | SESE | OR | OUR | Summary | OR |  | Traditional | N |  | Outlet Sacroiliac Joint Fusion System | 2018 | 7 | 13 | 2018 | 10 | 3 | 2018-07-13 | 2018-10-03 | 82 | OR | OR | 2 |  | N | N |  | 888.304 | 1 | sacroiliac joint fusion | may be used with bone graft, should not be used with bone cement | bridges both sides of the joint, preventing motion | sacroiliac joint | Y | N | Eligible | 3
K181883 | K162419 | K143222 | [89 empty] | Mighty Oak Medical Inc. | Mark A. Wylie | 750 W. Hampden Avenue, Suite 120 |  | Englewood | CO | US | 80110 | 80110 | 2018-07-13 | 2018-10-03 | SESE | OR | PQC | Summary | OR |  | Traditional | N |  | FIREFLY® Midline Navigation Guide | 2018 | 7 | 13 | 2018 | 10 | 3 | 2018-07-13 | 2018-10-03 | 82 | OR | OR | 2 |  | N | N |  | 888.307 | 1 | A pedicle screw placement guide is intended to be used as a surgical instrument to assist in the intra-operative placement of pedicle screws that are used to anchor pedicle screw spinal systems onto the posterior elements of the spine. The device utilizes anatomic landmarks that are identifiable on pre-operative imaging scans. | A pedicle screw placement guide, made of polymeric or metallic material, which contains a patient-matched surface that is congruent to the mating surface of the posterior elements of the spine. | The device consists of a both a software and hardware component. The software component generates a pre-operative plan based on medical imaging data. The hardware component consists of a patient-matched guide that is positioned onto the posterior elements of the spine. The guide is used to place pedicle screws in a pre-operatively desired orientation. | Spine | N | N | Ineligible | 3
K181890 | K171556 | K083310 | K130887 | [88 empty] | K2M | Nancy Giezen | 600 Hope Parkway SE |  | Leesburg | VA | US | 20175 | 20175 | 2018-07-13 | 2018-11-09 | SESE | OR | OLO | Summary | NE |  | Traditional | N |  | Brainlab Compatible K2M Navigation Instruments | 2018 | 7 | 13 | 2018 | 11 | 9 | 2018-07-13 | 2018-11-09 | 119 | OR | NE | 2 |  | N | N |  | 882.456 | 1 | Stereotaxic guidance during orthopedic surgery procedures. Indicated for Orthopedic joint or spine surgery. Neurological stereotaxic instruments are classified under product code HAW. | Device consists of Camera, computer, various shaped tracking arrays, computer interface for commmunication between user and device. | User loads Computer software pre-Op to plan surgery procedure, then registers the patient anatomy during surgery to allow software to track patient anatomy, implants, and surgical tools in real time/space. | Orthopedic joints and spinal procedures where tracking of instrumentation is desired. | N | N | Eligible | 3
K181898 | K122959 | K112737 | K121008 | K030336 | [87 empty] | Trilliant Surgical | Jon Olson | 727 N Shepherd Dr. STE 100 |  | Houston | TX | US | 77007 | 77007 | 2018-07-16 | 2018-10-26 | SESE | OR | HWC | Summary | OR |  | Traditional | N |  | Two-Step Implant System | 2018 | 7 | 16 | 2018 | 10 | 26 | 2018-07-16 | 2018-10-26 | 102 | OR | OR | 2 |  | N | N |  | 888.304 | 1 |  |  |  |  | Y | N | Eligible | 3
K181899 | K133650 | K071983 | K122317 | K122639 | [87 empty] | Silony Medical GmbH | Bircan Tasdelen | Leinfelder Strasse 60 |  | Leinfelden-Echterdingen |  | DE | 70771 | 70771 | 2018-07-16 | 2018-12-13 | SESE | OR | MAX | Summary | OR |  | Traditional | N |  | ROCCIA® PLIF | 2018 | 7 | 16 | 2018 | 12 | 13 | 2018-07-16 | 2018-12-13 | 150 | OR | OR | 2 |  | N | N |  | 888.308 | 1 | Intended to stabilize spinal segment to promote fusion in order to restrict motion and decrease pain using bone graft. | hollow cylinder or rectangular box made of metal or polymer | Acts as a disc spacer and holds bone graft. | intervertebral disc space | Y | N | Eligible | 3
K181921 | K012254 | K003155 | K171686 | K003043 | K841189 | [86 empty] | ulrich medical USA | Hans Stover | 18221 Edison Avenue |  | Chesterfield | MO | US | 63005 | 63005 | 2018-07-18 | 2018-11-16 | SESE | OR | MQP | Summary | OR |  | Traditional | N |  | Solidity Vertebral Body Replacement | 2018 | 7 | 18 | 2018 | 11 | 16 | 2018-07-18 | 2018-11-16 | 121 | OR | OR | 2 |  | N | N |  | 888.306 | 1 |  |  |  |  | Y | N | Eligible | 3
K181947 | K133737 | K130143 | K123459 | K122765 | K121771 | K113369 | K173057 | K152494 | K960279 | K946150 | K933785 | K103517 | K040630 | K031962 | K024161 | K171054 | K121149 | K093293 | K042757 | K023528 | K013031 | K982903 | K973412 | K972501 | [67 empty] | Zimmer Inc. | Nicole Meredith | P.O. Box 708 |  | Warsaw | IN | US | 46581-0708 | 46581-0708 | 2018-07-20 | 2018-10-25 | SESE | OR | JWH | Summary | OR |  | Traditional | N |  | Persona Revision Knee System | 2018 | 7 | 20 | 2018 | 10 | 25 | 2018-07-20 | 2018-10-25 | 97 | OR | OR | 2 |  | N | N |  | 888.356 | 1 |  |  |  |  | Y | N | Eligible | 3
K181949 | K142838 | K151885 | [89 empty] | Medos International SARL | Sheree Geller | Chemin-Blanc 38 |  | Le Locle |  | CH | 2400 | 2400 | 2018-07-20 | 2018-10-04 | SESE | OR | NKG | Summary | OR |  | Traditional | N |  | SYMPHONY OCT System | 2018 | 7 | 20 | 2018 | 10 | 4 | 2018-07-20 | 2018-10-04 | 76 | OR | OR | 2 |  | N | N |  | 888.3075 | 1 | Posterior cervical screw systems are intended for use in fusion procedures of the cervical spine and/or craniocervical junction and/or cervicothoracic junction for: 1) spinal fractures and dislocations; 2) deformities; 3) instabilities; 4) failed previous fusions; 5) tumors; 6) inflammatory disorders; 7) spinal degeneration, 8) facet degeneration with instability; and 9) reconstruction following decompression to treat radiculopathy and/or myelopathy. These systems are also intended to stabilize the spine in the absence of fusion for a limited time period in patients with tumors involving the cervical spine in whom life expectancy is of insufficient duration to permit achievement of fusion. | Metallic plates, longitudinal members (e.g., rods) and other device-specific accessories. | Use of screws and longitudinal members (e.g., rods) to stabilization spinal segments for fusion. | Posterior cervical spine | Y | N | Eligible | 3
K181958 | K082575 | [90 empty] | Kuros Biosciences B.V. | Yvonne P. Bovell | Professor Bronkhorstlaan 10, building 48 |  | Bilthoven |  | NL | 3723 MB | 3723 MB | 2018-07-23 | 2018-12-06 | SESE | OR | MQV | Summary | OR |  | Traditional | N |  | MagnetOs Putty | 2018 | 7 | 23 | 2018 | 12 | 6 | 2018-07-23 | 2018-12-06 | 136 | OR | OR | 2 |  | N | N |  | 888.3045 | 1 |  |  |  |  | Y | N | Eligible | 3
K181963 | P960025 | K110783 | K151140 | P950002 | P950019 | K090707 | K173148 | K072326 | [83 empty] | coLigne, AG | Robert Lange | Utoquai 43 |  | Zurich |  | CH | CH 8008 | CH 8008 | 2018-07-23 | 2018-11-14 | SESE | OR | MAX | Summary | OR |  | Traditional | N |  | ostaPek Interbody Fusion Cages | 2018 | 7 | 23 | 2018 | 11 | 14 | 2018-07-23 | 2018-11-14 | 114 | OR | OR | 2 |  | N | N |  | 888.308 | 1 | Intended to stabilize spinal segment to promote fusion in order to restrict motion and decrease pain using bone graft. | hollow cylinder or rectangular box made of metal or polymer | Acts as a disc spacer and holds bone graft. | intervertebral disc space | Y | N | Eligible | 3
K181970 | K110927 | K131671 | K133192 | K071983 | [87 empty] | Medacta International SA | Stefano Baj | Strada Regina |  | Castel San Pietro |  | CH | CH-6874 | CH-6874 | 2018-07-24 | 2018-12-04 | SESE | OR | MAX | Summary | OR |  | Traditional | N |  | MectaLIF Posterior Extension | 2018 | 7 | 24 | 2018 | 12 | 4 | 2018-07-24 | 2018-12-04 | 133 | OR | OR | 2 |  | N | N |  | 888.308 | 1 | Intended to stabilize spinal segment to promote fusion in order to restrict motion and decrease pain using bone graft. | hollow cylinder or rectangular box made of metal or polymer | Acts as a disc spacer and holds bone graft. | intervertebral disc space | Y | N | Eligible | 3
K181978 | K171526 | K171509 | [89 empty] | Medyssey USA, Inc. | Shawn Kim | 1550 E. Higgins Road, Suite 123 |  | Elk Grove Village | IL | US | 60007 | 60007 | 2018-07-24 | 2018-08-13 | SESE | OR | NKB | Summary | OR |  | Special | N |  | Zenius, Iliad and Kora Spinal Fixation Systems | 2018 | 7 | 24 | 2018 | 8 | 13 | 2018-07-24 | 2018-08-13 | 20 | OR | OR | 2 |  | N | N |  | 888.307 | 1 | Intended to provide immobilization and stabilization of spinal segments in thoracic, lumbar, and sacral spine as an adjunct to fusion. |  |  |  | Y | N | Eligible | 3
K181980 | K123623 | K160879 | [89 empty] | Alphatec Spine, Inc. | Jeremy Markovich | 5818 El Camino Real |  | Carlsbad | CA | US | 92008 | 92008 | 2018-07-25 | 2018-09-25 | SESE | OR | NKB | Summary | OR |  | Traditional | N |  | OsseoScrew System | 2018 | 7 | 25 | 2018 | 9 | 25 | 2018-07-25 | 2018-09-25 | 62 | OR | OR | 2 |  | N | N |  | 888.307 | 1 | Intended to provide immobilization and stabilization of spinal segments in thoracic, lumbar, and sacral spine as an adjunct to fusion. |  |  |  | Y | N | Eligible | 3
K181995 | K121615 | K973836 | K103049 | [88 empty] | Chiral Surgical | Andy Choi | 17310 Red Hill Ave, STE 335 |  | Irvine | CA | US | 92614 | 92614 | 2018-07-26 | 2018-09-20 | SESE | OR | NKB | Summary | OR |  | Traditional | N |  | Chiral Surgical Pedicle Screw System | 2018 | 7 | 26 | 2018 | 9 | 20 | 2018-07-26 | 2018-09-20 | 56 | OR | OR | 2 |  | N | N |  | 888.307 | 1 | Intended to provide immobilization and stabilization of spinal segments in thoracic, lumbar, and sacral spine as an adjunct to fusion. |  |  |  | Y | N | Eligible | 3
K181999 | K173717 | [90 empty] | Integra Lifesciences Corporation | Blesson Abraham | 11101 Metric Blvd. |  | Austin | TX | US | 78758 | 78758 | 2018-07-26 | 2018-10-12 | SESE | OR | PHX | Summary | OR |  | Traditional | N |  | Integra TITAN Reverse Shoulder System | 2018 | 7 | 26 | 2018 | 10 | 12 | 2018-07-26 | 2018-10-12 | 78 | OR | OR | 2 |  | N | N |  | 888.366 | 1 | Intended to be used to relieve pain and to replace the glenoid and humeral side of the shoulder joint in order to restore mobility in a grossly rotator cuff deficient joint with severe arthropathy or a previous joint replacement with a grossly rotator cuff deficient joint. | Typically includes humeral stem, humeral socket, humeral cup, glenosphere, and glenoid baseplate with fixation screws. The humeral stem and humeral socket may be one single piece or two separate pieces locked together. The humeral cup is snap fit into the humeral socket. The humeral cup is made from UHMWPE and articulates with the glenosphere made of CoCrMo alloy, Titanium alloy, or stainless steel. The glenosphere locks to glenoid baseplate which is fixed to the glenoid bone by 2-6 screws. The glenoid baseplate has HA coating, metallic coating or no coating and may feature a central peg, central screw, central cage, or keel. | Relative to the native shoulder joint, the device moves the center of rotation medially and distally to the anatomic position which increases the length of the deltoid muscle's lever arm, allowing the same rotational moment with less applied force. | Shoulder joint | Y | N | Eligible | 3
K182007 | K153250 | K181655 | [89 empty] | Renovis Surgical Technologies | Anthony DeBenedictis | 1901 W. Lugonia Ave., Suite 340 |  | Redlands | CA | US | 92374 | 92374 | 2018-07-27 | 2018-12-07 | SESE | OR | OVD | Summary | OR |  | Traditional | N |  | Renovis Tesera C/Tesera SC Anterior Cervical Fusion (ACF) System | 2018 | 7 | 27 | 2018 | 12 | 7 | 2018-07-27 | 2018-12-07 | 133 | OR | OR | 2 |  | N | N |  | 888.308 | 1 | Intended to stabilize lumbar spinal segment to promote fusion in order to restrict motion and decrease pain using bone graft with or without supplemental fixation. | Hollow cylinder or rectangular box made of metal or polymer with integrated fixation. | Acts as a disc spacer and holds bone graft; also includes some form of integrated fixation to maintain stability by direct purchase into the bony vertebral endplates. | Intervertebral disc space | Y | N | Eligible | 3
K182015 | K102597 | K120409 | K130061 | K143496 | K160002 | K170401 | K152974 | K100776 | [83 empty] | CarboFix Orthopedics Ltd. | Yael Rubin | 11 Ha'hoshlim St. |  | Herzeliya |  | IL | 4672411 | 4672411 | 2018-07-27 | 2018-10-11 | SESE | OR | HRS | Summary | OR |  | Traditional | N |  | Piccolo Composite® Plate System | 2018 | 7 | 27 | 2018 | 10 | 11 | 2018-07-27 | 2018-10-11 | 76 | OR | OR | 2 |  | N | N |  | 888.303 | 1 |  |  |  |  | Y | N | Eligible | 3
K182039 | K172371 | K161120 | K162068 | [88 empty] | Arthrex Inc. | Courtney Smith | 1370 Creekside Boulevard |  | Naples | FL | US | 34108-1945 | 34108-1945 | 2018-07-30 | 2018-09-28 | SESE | OR | PHX | Summary | OR |  | Traditional | N |  | Arthrex Univers Revers Porous Coated Baseplate and Universal Glenoid Inlay | 2018 | 7 | 30 | 2018 | 9 | 28 | 2018-07-30 | 2018-09-28 | 60 | OR | OR | 2 |  | N | N |  | 888.366 | 1 | Intended to be used to relieve pain and to replace the glenoid and humeral side of the shoulder joint in order to restore mobility in a grossly rotator cuff deficient joint with severe arthropathy or a previous joint replacement with a grossly rotator cuff deficient joint. | Typically includes humeral stem, humeral socket, humeral cup, glenosphere, and glenoid baseplate with fixation screws. The humeral stem and humeral socket may be one single piece or two separate pieces locked together. The humeral cup is snap fit into the humeral socket. The humeral cup is made from UHMWPE and articulates with the glenosphere made of CoCrMo alloy, Titanium alloy, or stainless steel. The glenosphere locks to glenoid baseplate which is fixed to the glenoid bone by 2-6 screws. The glenoid baseplate has HA coating, metallic coating or no coating and may feature a central peg, central screw, central cage, or keel. | Relative to the native shoulder joint, the device moves the center of rotation medially and distally to the anatomic position which increases the length of the deltoid muscle's lever arm, allowing the same rotational moment with less applied force. | Shoulder joint | Y | N | Eligible | 3
K182048 | K123392 | K042992 | [89 empty] | Zimmer, Inc | Rebecca D Noftz | P.O. Box 708 |  | Warsaw | IN | US | 46581-0708 | 46581-0708 | 2018-07-31 | 2018-12-07 | SESE | OR | LZO | Summary | OR |  | Traditional | N |  | Avenir Complete Hip System | 2018 | 7 | 31 | 2018 | 12 | 7 | 2018-07-31 | 2018-12-07 | 129 | OR | OR | 2 |  | N | N |  | 888.3353 | 1 |  |  |  |  | Y | N | Eligible | 3
K182055 | K131200 | K140234 | [89 empty] | U&i Corporation | Kwang-Eun Song | 20, Sandan-ro 76beon-gil(Rd) |  | Uijeongbu-si |  | KR | 11781 | 11781 | 2018-07-31 | 2018-09-10 | SESE | OR | KWQ | Summary | OR |  | Traditional | N |  | SECULOK ACP System | 2018 | 7 | 31 | 2018 | 9 | 10 | 2018-07-31 | 2018-09-10 | 41 | OR | OR | 2 |  | N | N |  | 888.306 | 1 |  |  |  |  | Y | N | Eligible | 3
K182059 | K161766 | K173645 | [89 empty] | GBS Commonwealth Co., Ltd. | Jimmy Kim | B-1007-1, Woolim Lion's Valley, 168, Gasan digital 1-ro |  | Geumcheon-gu |  | KR | 8507 | 8507 | 2018-07-31 | 2018-10-04 | SESE | OR | NKB | Summary | OR |  | Traditional | N |  | Prase MIS Spinal System | 2018 | 7 | 31 | 2018 | 10 | 4 | 2018-07-31 | 2018-10-04 | 65 | OR | OR | 2 |  | N | N |  | 888.307 | 1 | Intended to provide immobilization and stabilization of spinal segments in thoracic, lumbar, and sacral spine as an adjunct to fusion. |  |  |  | Y | N | Eligible | 3
K182077 | K180307 | K170011 | K162309 | [88 empty] | Mazor Robotics Ltd. | Marina Hefetz | 5 Shacham St. North Industrial Park |  | Caesarea |  | IL | 3088900 | 3088900 | 2018-08-01 | 2018-11-02 | SESE | OR | OLO | Summary | NE |  | Traditional | N |  | Mazor X System (Mazor X Stealth Edition) | 2018 | 8 | 1 | 2018 | 11 | 2 | 2018-08-01 | 2018-11-02 | 93 | OR | NE | 2 |  | N | N |  | 882.456 | 1 | Stereotaxic guidance during orthopedic surgery procedures. Indicated for Orthopedic joint or spine surgery. Neurological stereotaxic instruments are classified under product code HAW. | Device consists of Camera, computer, various shaped tracking arrays, computer interface for commmunication between user and device. | User loads Computer software pre-Op to plan surgery procedure, then registers the patient anatomy during surgery to allow software to track patient anatomy, implants, and surgical tools in real time/space. | Orthopedic joints and spinal procedures where tracking of instrumentation is desired. | N | N | Eligible | 3
K182085 | K053340 | K102896 | [89 empty] | Ortho Development Corporation | Adrienne von Foller | 12187 So. Business Park Drive |  | Draper | UT | US | 84020 | 84020 | 2018-08-02 | 2018-10-31 | SESE | OR | JWH | Summary | OR |  | Traditional | N |  | Balanced Knee Revision System Trabecular Tibial Cone Augments | 2018 | 8 | 2 | 2018 | 10 | 31 | 2018-08-02 | 2018-10-31 | 90 | OR | OR | 2 |  | N | N |  | 888.356 | 1 |  |  |  |  | Y | N | Eligible | 3
K182099 | K112898 | K141395 | K140669 | [88 empty] | Limacorporate S.p.A. | Roberto Gabetta | via Nazionale 52 |  | Villanova di San Daniele |  | IT | 33038 | 33038 | 2018-08-03 | 2018-12-26 | SESE | OR | LPH | Summary | OR |  | Traditional | N |  | Delta TT Pro | 2018 | 8 | 3 | 2018 | 12 | 26 | 2018-08-03 | 2018-12-26 | 145 | OR | OR | 2 |  | N | N |  | 888.3358 | 1 |  |  |  |  | Y | N | Eligible | 3
K182107 | K062630 | K093447 | K101557 | [88 empty] | ETEX Corporation | Stacy Hutchens | 38 Sidney Street, 3rd FLoor |  | Cambridge | MA | US | 2139 | 2139 | 2018-08-03 | 2018-08-31 | SESE | OR | MQV | Summary | OR |  | Special | N |  | CarriGen PF | 2018 | 8 | 3 | 2018 | 8 | 31 | 2018-08-03 | 2018-08-31 | 28 | OR | OR | 2 |  | N | N |  | 888.3045 | 1 |  |  |  |  | Y | N | Eligible | 3
K182109 | K150790 | K092386 | K920430 | K070756 | K113848 | K111635 | K122139 | K162641 | [83 empty] | Smith & Nephew, Inc. | Meenakshi Gupta | 7135 Goodlett Farms Parkway |  | Cordova | TN | US | 38016 | 38016 | 2018-08-03 | 2018-11-16 | SESE | OR | LPH | Summary | OR |  | Traditional | N |  | REDAPT Modular Acetabular Shell | 2018 | 8 | 3 | 2018 | 11 | 16 | 2018-08-03 | 2018-11-16 | 105 | OR | OR | 2 |  | N | N |  | 888.3358 | 1 |  |  |  |  | Y | N | Eligible | 3
K182119 | K090390 | K113174 | K132328 | K091974 | [87 empty] | Medtronic Sofamor Danek USA, Inc. | Ankit K. Shah | 1800 Pyramid Place |  | Memphis | TN | US | 38132 | 38132 | 2018-08-06 | 2018-08-29 | SESE | OR | NKB | Summary | OR |  | Special | N |  | CD HORIZON Spinal System | 2018 | 8 | 6 | 2018 | 8 | 29 | 2018-08-06 | 2018-08-29 | 23 | OR | OR | 2 |  | N | N |  | 888.307 | 1 | Intended to provide immobilization and stabilization of spinal segments in thoracic, lumbar, and sacral spine as an adjunct to fusion. |  |  |  | Y | N | Eligible | 3
K182121 | K182077 | K180307 | K170011 | K162309 | [87 empty] | Medtronic Sofamor Danek USA, Inc. | Erikka Edwardsen | 1800 Pyramid Place |  | Memphis | TN | US | 38132 | 38132 | 2018-08-06 | 2018-11-02 | SESE | OR | OLO | Summary | NE |  | Traditional | N |  | CD HORIZON Spinal System Instruments for use with MAZOR X Stealth Edition | 2018 | 8 | 6 | 2018 | 11 | 2 | 2018-08-06 | 2018-11-02 | 88 | OR | NE | 2 |  | N | N |  | 882.456 | 1 | Stereotaxic guidance during orthopedic surgery procedures. Indicated for Orthopedic joint or spine surgery. Neurological stereotaxic instruments are classified under product code HAW. | Device consists of Camera, computer, various shaped tracking arrays, computer interface for commmunication between user and device. | User loads Computer software pre-Op to plan surgery procedure, then registers the patient anatomy during surgery to allow software to track patient anatomy, implants, and surgical tools in real time/space. | Orthopedic joints and spinal procedures where tracking of instrumentation is desired. | N | N | Eligible | 3
K182125 | K114255 | K171389 | K093552 | K102238 | K162026 | K142255 | K171338 | K113332 | K140773 | K122221 | K953443 | K953439 | K122218 | [78 empty] | MicroPort Orthopedics Inc. | Hunter Ethan Williams | 5677 Airline Road |  | Arlington | TN | US | 38002 | 38002 | 2018-08-06 | 2018-12-06 | SESE | OR | JWH | Summary | OR |  | Traditional | N |  | EVOLUTION Stemmed CS Femur | 2018 | 8 | 6 | 2018 | 12 | 6 | 2018-08-06 | 2018-12-06 | 122 | OR | OR | 2 |  | N | N |  | 888.356 | 1 |  |  |  |  | Y | N | Eligible | 3
K182148 | K140397 | K172886 | K121425 | K141735 | [87 empty] | Paragon 28, Inc. | Eric Lintula | 4B Inverness Ct. E, STE 280 |  | Engelwood | CO | US | 80112 | 80112 | 2018-08-08 | 2018-09-07 | SESE | OR | HWC | Summary | OR |  | Special | N |  | SILVERBACK Gorilla Plating System | 2018 | 8 | 8 | 2018 | 9 | 7 | 2018-08-08 | 2018-09-07 | 30 | OR | OR | 2 |  | N | N |  | 888.304 | 1 |  |  |  |  | Y | N | Eligible | 3
K182151 | K172788 | K121569 | K162682 | [88 empty] | CTL Medical Corporation | Andrea Wilcox | 4550 Excel Parkway, Suite 300 |  | Addison | TX | US | 75001 | 75001 | 2018-08-08 | 2018-10-11 | SESE | OR | OVE | Summary | OR |  | Traditional | N |  | MONET Anterior Cervical Interbody Fusion Cage System with Supplementary Fixation Plate | 2018 | 8 | 8 | 2018 | 10 | 11 | 2018-08-08 | 2018-10-11 | 64 | OR | OR | 2 |  | N | N |  | 888.308 | 1 | Intended to stabilize cervical spinal segment to promote fusion in order to restrict motion and decrease pain using bone graft with or without supplemental fixation. | Hollow cylinder or rectangular box made of metal or polymer with integrated fixation. | Acts as a disc spacer and holds bone graft; also includes some form of integrated fixation to maintain stability by direct purchase into the bony vertebral endplates. | Intervertebral disc space | Y | N | Eligible | 3
K182154 | K112406 | K062066 | K172872 | [88 empty] | Synthes (USA) Products, LLC | Stephan Jepards | 1301 Goshen Parkway |  | West Chester | PA | US | 19380 | 19380 | 2018-08-09 | 2018-10-16 | SESE | OR | KTT | Summary | OR |  | Traditional | N |  | Depuy Synthes Femoral Neck System | 2018 | 8 | 9 | 2018 | 10 | 16 | 2018-08-09 | 2018-10-16 | 68 | OR | OR | 2 |  | N | N |  | 888.303 | 1 |  |  |  |  | Y | N | Eligible | 3
K182171 | K131459 | [90 empty] | Summit MedVentures | Nephi Zufelt | 7500 Rialto Blvd, Bldg 1, Ste 225 |  | Austin | TX | US | 78738 | 78738 | 2018-08-10 | 2018-10-25 | SESE | OR | JDW | Summary | OR |  | Traditional | N |  | SMV Scientific K-Wire and Pins | 2018 | 8 | 10 | 2018 | 10 | 25 | 2018-08-10 | 2018-10-25 | 76 | OR | OR | 2 |  | N | N |  | 888.304 | 1 |  |  |  |  | Y | N | Eligible | 3
K182179 | K142823 | K151173 | K141241 | [88 empty] | SIG Medical Corp. | Andrew Davison | 238 E. Chocolate Avenue Suite 2 |  | Hershey | PA | US | 17033 | 17033 | 2018-08-13 | 2018-11-16 | SESE | OR | HRS | Summary | OR |  | Traditional | N |  | AdvantageRib Anterior System | 2018 | 8 | 13 | 2018 | 11 | 16 | 2018-08-13 | 2018-11-16 | 95 | OR | OR | 2 |  | N | N |  | 888.303 | 1 |  |  |  |  | Y | N | Eligible | 3
K182182 | K171444 | K153370 | K133556 | K110353 | [87 empty] | K2M | Nancy Giezen | 600 Hope Parkway SE |  | Leesburg | VA | US | 20175 | 20175 | 2018-08-13 | 2018-11-15 | SESE | OR | NKG | Summary | OR |  | Traditional | N |  | YUKON OCT Spinal System | 2018 | 8 | 13 | 2018 | 11 | 15 | 2018-08-13 | 2018-11-15 | 94 | OR | OR | 2 |  | N | N |  | 888.3075 | 1 | Posterior cervical screw systems are intended for use in fusion procedures of the cervical spine and/or craniocervical junction and/or cervicothoracic junction for: 1) spinal fractures and dislocations; 2) deformities; 3) instabilities; 4) failed previous fusions; 5) tumors; 6) inflammatory disorders; 7) spinal degeneration, 8) facet degeneration with instability; and 9) reconstruction following decompression to treat radiculopathy and/or myelopathy. These systems are also intended to stabilize the spine in the absence of fusion for a limited time period in patients with tumors involving the cervical spine in whom life expectancy is of insufficient duration to permit achievement of fusion. | Metallic plates, longitudinal members (e.g., rods) and other device-specific accessories. | Use of screws and longitudinal members (e.g., rods) to stabilization spinal segments for fusion. | Posterior cervical spine | Y | N | Eligible | 3
K182195 | K173082 | K161129 | K172064 | [88 empty] | NeuroStructures, Inc. | Kathleen Wong | 16 Technology Drive, Suite 165 |  | Irvine | CA | US | 92618 | 92618 | 2018-08-14 | 2018-11-09 | SESE | OR | OVD | Summary | OR |  | Special | N |  | Arco-SA Lumbar Cage System | 2018 | 8 | 14 | 2018 | 11 | 9 | 2018-08-14 | 2018-11-09 | 87 | OR | OR | 2 |  | N | N |  | 888.308 | 1 | Intended to stabilize lumbar spinal segment to promote fusion in order to restrict motion and decrease pain using bone graft with or without supplemental fixation. | Hollow cylinder or rectangular box made of metal or polymer with integrated fixation. | Acts as a disc spacer and holds bone graft; also includes some form of integrated fixation to maintain stability by direct purchase into the bony vertebral endplates. | Intervertebral disc space | Y | N | Eligible | 3
K182201 | K063049 | K140724 | K131670 | [88 empty] | Nextremity Solutions, Inc. | Adam Finley | 210 North Buffalo Street |  | Warsaw | IN | US | 46580 | 46580 | 2018-08-14 | 2018-11-16 | SESE | OR | HRS | Summary | OR |  | Traditional | N |  | Stratum Foot Plating System | 2018 | 8 | 14 | 2018 | 11 | 16 | 2018-08-14 | 2018-11-16 | 94 | OR | OR | 2 |  | N | N |  | 888.303 | 1 |  |  |  |  | Y | N | Eligible | 3
K182239 | K182240 | K170496 | K102249 | K162786 | [87 empty] | Astura Medical, LLC | Parker Kelch | 3186 Lionshead Ave, Suite 100 |  | Carlsbad | CA | US | 92010 | 92010 | 2018-08-20 | 2018-10-18 | SESE | OR | NKB | Summary | OR |  | Traditional | N |  | OLYMPIC Posterior Spinal Fixation System | 2018 | 8 | 20 | 2018 | 10 | 18 | 2018-08-20 | 2018-10-18 | 59 | OR | OR | 2 |  | N | N |  | 888.307 | 1 | Intended to provide immobilization and stabilization of spinal segments in thoracic, lumbar, and sacral spine as an adjunct to fusion. |  |  |  | Y | N | Eligible | 3
K182240 | K170496 | K102249 | K162786 | [88 empty] | Medicrea International S.A. | David Ryan | 5389 route de Strasbourg |  | Rillieux-La-Pape |  | FR | 69140 | 69140 | 2018-08-20 | 2018-10-17 | SESE | OR | NKB | Summary | OR |  | Traditional | N |  | PASS LP Spinal System | 2018 | 8 | 20 | 2018 | 10 | 17 | 2018-08-20 | 2018-10-17 | 58 | OR | OR | 2 |  | N | N |  | 888.307 | 1 | Intended to provide immobilization and stabilization of spinal segments in thoracic, lumbar, and sacral spine as an adjunct to fusion. |  |  |  | Y | N | Eligible | 3
K182260 | K030904 | [90 empty] | Heraeus Medical GmbH | Ute Greiner | Philipp-Reis-Str. 8-13 |  | Wehrheim |  | DE | 61273 | 61273 | 2018-08-21 | 2018-09-17 | SESE | OR | LOD | Summary | OR |  | Special | N |  | PALACOS MV | 2018 | 8 | 21 | 2018 | 9 | 17 | 2018-08-21 | 2018-09-17 | 27 | OR | OR | 2 |  | N | N |  | 888.3027 | 1 |  |  |  |  | Y | N | Eligible | 3
K182264 | K093897 | [90 empty] | ICONN Orthopedics, LLC | Whitt Israel | 400 Union Hill Drive, Suite 150 |  | Birmingham | AL | US | 35209 | 35209 | 2018-08-21 | 2018-10-19 | SESE | OR | MBI | Summary | OR |  | Traditional | N |  | ICONN Revolution Knotless Suture Anchor | 2018 | 8 | 21 | 2018 | 10 | 19 | 2018-08-21 | 2018-10-19 | 59 | OR | OR | 2 |  | N | N |  | 888.304 | 1 |  |  |  |  | Y | N | Eligible | 3
K182283 | K071824 | [90 empty] | Black Box Medical | Todd Stanaford | 4516 East County Road 45 |  | Midland | TX | US | 79705 | 79705 | 2018-08-23 | 2018-10-23 | SESE | OR | NKB | Summary | OR |  | Special | N |  | FUSE Pedicle Screw System | 2018 | 8 | 23 | 2018 | 10 | 23 | 2018-08-23 | 2018-10-23 | 61 | OR | OR | 2 |  | N | N |  | 888.307 | 1 | Intended to provide immobilization and stabilization of spinal segments in thoracic, lumbar, and sacral spine as an adjunct to fusion. |  |  |  | Y | N | Eligible | 3
K182322 | K181792 | K133614 | [89 empty] | Spineology Inc | Karen Roche | 7800 Third Street N., Suite 600 |  | St. Paul | MN | US | 55128 | 55128 | 2018-08-27 | 2018-10-24 | SESE | OR | MAX | Summary | OR |  | Traditional | N |  | Duo Lumbar Interbody Fusion Device | 2018 | 8 | 27 | 2018 | 10 | 24 | 2018-08-27 | 2018-10-24 | 58 | OR | OR | 2 |  | N | N |  | 888.308 | 1 | Intended to stabilize spinal segment to promote fusion in order to restrict motion and decrease pain using bone graft. | hollow cylinder or rectangular box made of metal or polymer | Acts as a disc spacer and holds bone graft. | intervertebral disc space | Y | N | Eligible | 3
K182339 | K113366 | K103102 | K110588 | [88 empty] | ClearView Orthopedic Development, LLC | Hartmut Loch | 15550-D Rockfield Blvd |  | Irvine | CA | US | 92618 | 92618 | 2018-08-28 | 2018-12-12 | SESE | OR | NKB | Summary | OR |  | Special | N |  | LEUCADIA AUTOLOK Pedicle Screw System | 2018 | 8 | 28 | 2018 | 12 | 12 | 2018-08-28 | 2018-12-12 | 106 | OR | OR | 2 |  | N | N |  | 888.307 | 1 | Intended to provide immobilization and stabilization of spinal segments in thoracic, lumbar, and sacral spine as an adjunct to fusion. |  |  |  | Y | N | Eligible | 3
K182345 | K180796 | K172518 | [89 empty] | Spineology Inc | Karen Roche | 7800 Third Street N., Suite 600 |  | St. Paul | MN | US | 55128 | 55128 | 2018-08-28 | 2018-09-21 | SESE | OR | OLO | Summary | NE |  | Special | N |  | Spineology Navigation Instruments | 2018 | 8 | 28 | 2018 | 9 | 21 | 2018-08-28 | 2018-09-21 | 24 | OR | NE | 2 |  | N | N |  | 882.456 | 1 | Stereotaxic guidance during orthopedic surgery procedures. Indicated for Orthopedic joint or spine surgery. Neurological stereotaxic instruments are classified under product code HAW. | Device consists of Camera, computer, various shaped tracking arrays, computer interface for commmunication between user and device. | User loads Computer software pre-Op to plan surgery procedure, then registers the patient anatomy during surgery to allow software to track patient anatomy, implants, and surgical tools in real time/space. | Orthopedic joints and spinal procedures where tracking of instrumentation is desired. | N | N | Eligible | 3
K182346 | K123486 | K120990 | K153595 | K141797 | [87 empty] | Exactech, Inc. | Meredith May | 2320 N.W. 66th Court |  | Gainesville | FL | US | 32653 | 32653 | 2018-08-28 | 2018-11-26 | SESE | OR | MBH | Summary | OR |  | Traditional | N |  | TRULIANT Porous Tibial Tray and Exactech Alteon Bone Screws | 2018 | 8 | 28 | 2018 | 11 | 26 | 2018-08-28 | 2018-11-26 | 90 | OR | OR | 2 |  | N | N |  | 888.3565 | 1 |  |  |  |  | Y | N | Eligible | 3
K182352 | [91 empty] | Medical Designs LLC | Kristi Vondra | 6709 S. Minnesota Ave, Suite 204 |  | Sioux Falls | SD | US | 57108 | 57108 | 2018-08-29 | 2018-11-21 | SESE | OR | PEK | Summary | OR |  | Traditional | N |  | SP-LINK System | 2018 | 8 | 29 | 2018 | 11 | 21 | 2018-08-29 | 2018-11-21 | 84 | OR | OR | 2 |  | N | N |  | 888.305 | 1 | A posterior, non-pedicle supplemental fixation device intended for single level use in the non-cervical spine (T1-S1). It is intended for single level plate fixation/attachment to spinous process for the purpose of achieving supplemental fusion in the following conditions: Degenerative Disc Disease (defined as back pain of discogenic origin with degeneration of the disc confirmed by history and radiographic studies), Trauma (i.e., fracture or dislocation), Spondylolisthesis, and/or Tumor. It is not intended for stand-alone use. | Plates with teeth/spikes and crossbar/tray/bumper that connects and locks plates together, metallic, metallic and polymer combination | Placed between two spinous processes to immobilize the segment, provide supplemental stabilization, and to facilitate fusion at the treated level | Non-cervical spine (T1-S1) | Y | N | Eligible | 3
K182361 | K132217 | K141735 | [89 empty] | Arthrex Inc. | Rebecca R. Homan | 1370 Creekside Boulevard |  | Naples | FL | US | 34108-1945 | 34108-1945 | 2018-08-30 | 2018-12-18 | SESE | OR | HWC | Summary | OR |  | Traditional | N |  | Arthrex Compression FT Screws | 2018 | 8 | 30 | 2018 | 12 | 18 | 2018-08-30 | 2018-12-18 | 110 | OR | OR | 2 |  | N | N |  | 888.304 | 1 |  |  |  |  | Y | N | Eligible | 3
K182370 | K170753 | [90 empty] | RootLoc Co., Ltd. | Jungsun Ha | #1206, 1210, 68, Digital-ro 9-gil, Geumcheon-gu |  | Seoul |  | KR | 8512 | 8512 | 2018-08-31 | 2018-09-27 | SESE | OR | JWH | Summary | OR |  | Special | N |  | Acculoc Total Knee System | 2018 | 8 | 31 | 2018 | 9 | 27 | 2018-08-31 | 2018-09-27 | 27 | OR | OR | 2 |  | N | N |  | 888.356 | 1 |  |  |  |  | Y | N | Eligible | 3
K182377 | K173487 | K052398 | K130291 | K981676 | [87 empty] | CarboFix Orthopedics Ltd. | Hila Wachsler-Avrahami | 11 Ha'hoshlim St. |  | Herzeliya |  | IL | 4672411 | 4672411 | 2018-08-31 | 2018-09-27 | SESE | OR | NKB | Summary | OR |  | Special | N |  | CarboClear® Pedicle Screw System | 2018 | 8 | 31 | 2018 | 9 | 27 | 2018-08-31 | 2018-09-27 | 27 | OR | OR | 2 |  | N | N |  | 888.307 | 1 | Intended to provide immobilization and stabilization of spinal segments in thoracic, lumbar, and sacral spine as an adjunct to fusion. |  |  |  | Y | N | Eligible | 3
K182402 | [91 empty] | In2Bones USA, LLC | Christine Scifert | 6060 Poplar Ave, Suite 380 |  | Memphis | TN | US | 38119 | 38119 | 2018-09-04 | 2018-09-27 | SESE | OR | HRS | Summary | OR |  | Special | N |  | CoLink View Plating System | 2018 | 9 | 4 | 2018 | 9 | 27 | 2018-09-04 | 2018-09-27 | 23 | OR | OR | 2 |  | N | N |  | 888.303 | 1 |  |  |  |  | Y | N | Eligible | 3
K182446 | K111779 | [90 empty] | ConMed Corporation | Diana L. Nader-Martone | 525 French Road |  | Utica | NY | US | 13502 | 13502 | 2018-09-07 | 2018-12-19 | SESE | OR | MBI | Summary | OR |  | Special | N |  | TruShot with Y-Knot All-Suture Anchor | 2018 | 9 | 7 | 2018 | 12 | 19 | 2018-09-07 | 2018-12-19 | 103 | OR | OR | 2 |  | N | N |  | 888.304 | 1 |  |  |  |  | Y | N | Eligible | 3
K182461 | K100562 | K171010 | [89 empty] | Tornier Inc. | Renee Stoffel | 10801 Nesbitt Ave South |  | Bloomington | MN | US | 55437 | 55437 | 2018-09-10 | 2018-12-27 | SESE | OR | JDB | Summary | OR |  | Traditional | N |  | LATITUDE EV Total Elbow Arthroplasty | 2018 | 9 | 10 | 2018 | 12 | 27 | 2018-09-10 | 2018-12-27 | 108 | OR | OR | 2 |  | N | N |  | 888.316 | 1 |  |  |  |  | Y | N | Eligible | 3
K182462 | K131884 | [90 empty] | Exactech, Inc. | Zach Sharrah | 2320 NW 66th Court |  | Gainesville | FL | US | 32653 | 32653 | 2018-09-10 | 2018-11-08 | SESE | OR | LZO | Summary | OR |  | Traditional | N |  | Exactech Alteon Highly Polished Femoral Stem | 2018 | 9 | 10 | 2018 | 11 | 8 | 2018-09-10 | 2018-11-08 | 59 | OR | OR | 2 |  | N | N |  | 888.3353 | 1 |  |  |  |  | Y | N | Eligible | 3
K182466 | K011335 | K063049 | K181035 | [88 empty] | Advanced Orthopaedic Solutions | Elaine Nguyen | 3203 Kashiwa Street |  | Torrance | CA | US | 90505 | 90505 | 2018-09-10 | 2018-10-30 | SESE | OR | HRS | Summary | OR |  | Traditional | N |  | AOS Calcaneal Plating System | 2018 | 9 | 10 | 2018 | 10 | 30 | 2018-09-10 | 2018-10-30 | 50 | OR | OR | 2 |  | N | N |  | 888.303 | 1 |  |  |  |  | Y | N | Eligible | 3
K182470 | K080411 | K111569 | K130630 | K172105 | K153400 | [86 empty] | Life Spine | Angela Batker | 13951 S Quality Drive |  | Huntley | IL | US | 60142 | 60142 | 2018-09-10 | 2018-11-26 | SESE | OR | MAX | Summary | OR |  | Traditional | N |  | Plateau Spacer System | 2018 | 9 | 10 | 2018 | 11 | 26 | 2018-09-10 | 2018-11-26 | 77 | OR | OR | 2 |  | N | N |  | 888.308 | 1 | Intended to stabilize spinal segment to promote fusion in order to restrict motion and decrease pain using bone graft. | hollow cylinder or rectangular box made of metal or polymer | Acts as a disc spacer and holds bone graft. | intervertebral disc space | Y | N | Eligible | 3
K182473 | K172104 | K162664 | K113329 | K131533 | [87 empty] | K2M Inc. | Nancy Giezen | 600 Hope Pkwy. SE |  | Leesburg | VA | US | 20175 | 20175 | 2018-09-10 | 2018-12-12 | SESE | OR | KWQ | Summary | OR |  | Traditional | N |  | PYRENEES Cervical Plate System, BLUE RIDGE Cervical Plate System, OZARK Cervical Plate System, CAYMAN Thoracolumbar and Buttress Plate Systems | 2018 | 9 | 10 | 2018 | 12 | 12 | 2018-09-10 | 2018-12-12 | 93 | OR | OR | 2 |  | N | N |  | 888.306 | 1 |  |  |  |  | Y | N | Eligible | 3
K182492 | K111620 | K070946 | K182429 | [88 empty] | Skeletal Dynamics, LLC | Ana M. Escagedo | 7300 North Kendall Drive, Suite 400 |  | Miami | FL | US | 33156 | 33156 | 2018-09-11 | 2018-10-10 | SESE | OR | HRS | Summary | OR |  | Special | N |  | Geminus Volar Distal Radius Plate System | 2018 | 9 | 11 | 2018 | 10 | 10 | 2018-09-11 | 2018-10-10 | 29 | OR | OR | 2 |  | N | N |  | 888.303 | 1 |  |  |  |  | Y | N | Eligible | 3
K182508 | K150552 | K070638 | K994187 | K945700 | K142838 | [86 empty] | Nexxt Spine LLC | Andy Elsbury | 14425 Bergen Blvd, Suite B |  | Noblesville | IN | US | 46060 | 46060 | 2018-09-12 | 2018-11-13 | SESE | OR | NKG | Summary | OR |  | Traditional | N |  | Saxxony Posterior Cervical Thoracic System | 2018 | 9 | 12 | 2018 | 11 | 13 | 2018-09-12 | 2018-11-13 | 62 | OR | OR | 2 |  | N | N |  | 888.3075 | 1 | Posterior cervical screw systems are intended for use in fusion procedures of the cervical spine and/or craniocervical junction and/or cervicothoracic junction for: 1) spinal fractures and dislocations; 2) deformities; 3) instabilities; 4) failed previous fusions; 5) tumors; 6) inflammatory disorders; 7) spinal degeneration, 8) facet degeneration with instability; and 9) reconstruction following decompression to treat radiculopathy and/or myelopathy. These systems are also intended to stabilize the spine in the absence of fusion for a limited time period in patients with tumors involving the cervical spine in whom life expectancy is of insufficient duration to permit achievement of fusion. | Metallic plates, longitudinal members (e.g., rods) and other device-specific accessories. | Use of screws and longitudinal members (e.g., rods) to stabilization spinal segments for fusion. | Posterior cervical spine | Y | N | Eligible | 3
K182535 | K113848 | K093363 | K920430 | K102370 | [87 empty] | Smith & Nephew, Inc. | Meenakshi Gupta | 7135 Goodlett Farms Parkway |  | Cordova | TN | US | 38016 | 38016 | 2018-09-14 | 2018-11-19 | SESE | OR | MBL | Summary | OR |  | Special | N |  | R3 Anteverted Liners | 2018 | 9 | 14 | 2018 | 11 | 19 | 2018-09-14 | 2018-11-19 | 66 | OR | OR | 2 |  | N | N |  | 888.3358 | 1 |  |  |  |  | Y | N | Eligible | 3
K182536 | K180632 | K063569 | [89 empty] | Exactech, Inc. | Zach Sharrah | 2320 NW 66th Court |  | Gainesville | FL | US | 32653 | 32653 | 2018-09-14 | 2018-10-12 | SESE | OR | PHX | Summary | OR |  | Special | N |  | Exactech Equinoxe Small Reverse Shoulder Glenospheres , Exactech Equinoxe Reverse Shoulder Humeral Liners , Exactech Equinoxe Small Reverse Shoulder Glenoid Plates , Exactech Equinoxe Reverse Shoulder Locking Cap | 2018 | 9 | 14 | 2018 | 10 | 12 | 2018-09-14 | 2018-10-12 | 28 | OR | OR | 2 |  | N | N |  | 888.366 | 1 | Intended to be used to relieve pain and to replace the glenoid and humeral side of the shoulder joint in order to restore mobility in a grossly rotator cuff deficient joint with severe arthropathy or a previous joint replacement with a grossly rotator cuff deficient joint. | Typically includes humeral stem, humeral socket, humeral cup, glenosphere, and glenoid baseplate with fixation screws. The humeral stem and humeral socket may be one single piece or two separate pieces locked together. The humeral cup is snap fit into the humeral socket. The humeral cup is made from UHMWPE and articulates with the glenosphere made of CoCrMo alloy, Titanium alloy, or stainless steel. The glenosphere locks to glenoid baseplate which is fixed to the glenoid bone by 2-6 screws. The glenoid baseplate has HA coating, metallic coating or no coating and may feature a central peg, central screw, central cage, or keel. | Relative to the native shoulder joint, the device moves the center of rotation medially and distally to the anatomic position which increases the length of the deltoid muscle's lever arm, allowing the same rotational moment with less applied force. | Shoulder joint | Y | N | Eligible | 3
K182584 | [91 empty] | Spinal Elements Inc | Cheryl Allen | 3115 Melrose Dr., Suite 200 |  | Carlsbad | CA | US | 92010 | 92010 | 2018-09-20 | 2018-12-10 | SESE | OR | MAX | Summary | OR |  | Traditional | N |  | Lucent® XP | 2018 | 9 | 20 | 2018 | 12 | 10 | 2018-09-20 | 2018-12-10 | 81 | OR | OR | 2 |  | N | N |  | 888.308 | 1 | Intended to stabilize spinal segment to promote fusion in order to restrict motion and decrease pain using bone graft. | hollow cylinder or rectangular box made of metal or polymer | Acts as a disc spacer and holds bone graft. | intervertebral disc space | Y | N | Eligible | 3
K182598 | K150380 | [90 empty] | Premia Spine Ltd. | Ron Sacher | 8 Hampton Ct |  | Westfield | NJ | US | 7090 | 7090 | 2018-09-20 | 2018-11-13 | SESE | OR | NKB | Summary | OR |  | Traditional | N |  | VersaLink Fixation System | 2018 | 9 | 20 | 2018 | 11 | 13 | 2018-09-20 | 2018-11-13 | 54 | OR | OR | 2 |  | N | N |  | 888.307 | 1 | Intended to provide immobilization and stabilization of spinal segments in thoracic, lumbar, and sacral spine as an adjunct to fusion. |  |  |  | Y | N | Eligible | 3
K182670 | K171284 | K180080 | [89 empty] | Prosidyan, Inc | Charanpreet S. Bagga | 41 Spring St, Suite 107 |  | New Providence | NJ | US | 7974 | 7974 | 2018-09-25 | 2018-12-20 | SESE | OR | MQV | Summary | OR |  | Traditional | N |  | FIBERGRAFT AERIDYAN Matrix Bone Graft Substitute | 2018 | 9 | 25 | 2018 | 12 | 20 | 2018-09-25 | 2018-12-20 | 86 | OR | OR | 2 |  | N | N |  | 888.3045 | 1 |  |  |  |  | Y | N | Eligible | 3
K182684 | K161449 | K150252 | K121008 | [88 empty] | Fusion Orthopedics, LLC | Eli Jacobson | 4135 S. Power Rd., Suite 110 |  | Mesa | AZ | US | 85212 | 85212 | 2018-09-26 | 2018-11-23 | SESE | OR | HWC | Summary | OR |  | Traditional | N |  | HammerTechTM Fixation System | 2018 | 9 | 26 | 2018 | 11 | 23 | 2018-09-26 | 2018-11-23 | 58 | OR | OR | 2 |  | N | N |  | 888.304 | 1 |  |  |  |  | Y | N | Eligible | 3
K182736 | K113299 | K173269 | [89 empty] | The Orthopaedic Implant Company | Douglas Fulton | 770 Smithridge Dr. #400 |  | Reno | NV | US | 89502 | 89502 | 2018-09-28 | 2018-12-28 | SESE | OR | MBI | Summary | OR |  | Traditional | N |  | OIC Suture Anchor System | 2018 | 9 | 28 | 2018 | 12 | 28 | 2018-09-28 | 2018-12-28 | 91 | OR | OR | 2 |  | N | N |  | 888.304 | 1 |  |  |  |  | Y | N | Eligible | 3
K182746 | K182747 | K180480 | K181453 | K160958 | K090782 | K143740 | K101255 | K163543 | K173892 | K121791 | K102402 | [80 empty] | Alphatec Spine, Inc. | Cynthia Adams | 5818 El Camino Real |  | Carlsbad | CA | US | 92008 | 92008 | 2018-09-28 | 2018-11-27 | SESE | OR | MAX | Summary | OR |  | Traditional | N |  | ATEC ALIF and LLIF Spacer System | 2018 | 9 | 28 | 2018 | 11 | 27 | 2018-09-28 | 2018-11-27 | 60 | OR | OR | 2 |  | N | N |  | 888.308 | 1 | Intended to stabilize spinal segment to promote fusion in order to restrict motion and decrease pain using bone graft. | hollow cylinder or rectangular box made of metal or polymer | Acts as a disc spacer and holds bone graft. | intervertebral disc space | Y | N | Eligible | 3
K182783 | K000972 | K002710 | K002729 | K011857 | K033618 | K040336 | K042135 | K042895 | K051678 | K052677 | K070294 | K070843 | K073402 | K092646 | K120083 | K131548 | K914371 | K914453 | K923580 | K932330 | K932593 | K933518 | K954856 | K962047 | K970097 | K970733 | K971783 | K992348 | [63 empty] | DePuy Synthes | Elizabeth Jacobs | 1301 Goshen Parkway |  | West Chester | PA | US | 19380 | 19380 | 2018-10-01 | 2018-12-26 | SESE | OR | HRS | Summary | OR |  | Traditional | N |  | DePuy Synthes Trauma Orthopedic Nail Implants | 2018 | 10 | 1 | 2018 | 12 | 26 | 2018-10-01 | 2018-12-26 | 86 | OR | OR | 2 |  | N | N |  | 888.303 | 1 |  |  |  |  | Y | N | Eligible | 3
K182808 | K101255 | K090222 | [89 empty] | Alphatec Spine, Inc. | Ruby Zheng | 5818 El Camino Real |  | Carlsbad | CA | US | 92008 | 92008 | 2018-10-03 | 2018-11-09 | SESE | OR | KWQ | Summary | OR |  | Traditional | N |  | Aspida® Anterior Lumbar Plating System | 2018 | 10 | 3 | 2018 | 11 | 9 | 2018-10-03 | 2018-11-09 | 37 | OR | OR | 2 |  | N | N |  | 888.306 | 1 |  |  |  |  | Y | N | Eligible | 3
K182810 | K161292 | K162635 | K071092 | K133246 | K041461 | K151418 | [85 empty] | Miami Device Solutions, LLC | Michelle Montesino | 7620 NW 25th Street, Unit 3 & 4 |  | Miami | FL | US | 33122 | 33122 | 2018-10-03 | 2018-12-10 | SESE | OR | HRS | Summary | OR |  | Special | N |  | Distal Radius Plating System | 2018 | 10 | 3 | 2018 | 12 | 10 | 2018-10-03 | 2018-12-10 | 68 | OR | OR | 2 |  | N | N |  | 888.303 | 1 |  |  |  |  | Y | N | Eligible | 3
K182823 | K181255 | [90 empty] | Wright Medical Technology, Inc. | Alayne Melancon | 1023 Cherry Road |  | Memphis | TN | US | 38117 | 38117 | 2018-10-04 | 2018-11-02 | SESE | OR | MQV | Summary | OR |  | Special | N |  | PRODENSE Bone Graft Substitute | 2018 | 10 | 4 | 2018 | 11 | 2 | 2018-10-04 | 2018-11-02 | 29 | OR | OR | 2 |  | N | N |  | 888.3045 | 1 |  |  |  |  | Y | N | Eligible | 3
K182878 | K153452 | [90 empty] | Ascension Orthopedics | Divya Savant | 11101 Metric Blvd. |  | Austin | TX | US | 78758 | 78758 | 2018-10-15 | 2018-12-18 | SESE | OR | HSN | Summary | OR |  | Special | N |  | Integra Salto Total Ankle System | 2018 | 10 | 15 | 2018 | 12 | 18 | 2018-10-15 | 2018-12-18 | 64 | OR | OR | 2 |  | N | N |  | 888.311 | 1 |  |  |  |  | Y | N | Eligible | 3
K182949 | K014154 | K081149 | K991151 | K991197 | K973309 | [86 empty] | Nvision Biomedical Technologies, LLC | Diana Langham | 4754 Shavano Oak, Suite 101 |  | San Antonio | TX | US | 78249 | 78249 | 2018-10-23 | 2018-12-04 | SESE | OR | HWC | Summary | OR |  | Traditional | N |  | Healix Compression Screw System | 2018 | 10 | 23 | 2018 | 12 | 4 | 2018-10-23 | 2018-12-04 | 42 | OR | OR | 2 |  | N | N |  | 888.304 | 1 |  |  |  |  | Y | N | Eligible | 3
K182954 | K172594 | K160003 | K180210 | [88 empty] | Spine Wave, Inc. | Amy Noccioli | 3 Enterprise Drive, Suite 210 |  | Shelton | CT | US | 6484 | 6484 | 2018-10-24 | 2018-12-12 | SESE | OR | NKB | Summary | OR |  | Traditional | N |  | Salvo Spine System | 2018 | 10 | 24 | 2018 | 12 | 12 | 2018-10-24 | 2018-12-12 | 49 | OR | OR | 2 |  | N | N |  | 888.307 | 1 | Intended to provide immobilization and stabilization of spinal segments in thoracic, lumbar, and sacral spine as an adjunct to fusion. |  |  |  | Y | N | Eligible | 3
K182983 | K162733 | K121020 | [89 empty] | SI-BONE, Inc. | Roxanne Dubois | 471 El Camino Real, Suite 101 |  | Santa Clara | CA | US | 95050 | 95050 | 2018-10-29 | 2018-11-27 | SESE | OR | OUR | Summary | OR |  | Special | N |  | iFuse Implant System® | 2018 | 10 | 29 | 2018 | 11 | 27 | 2018-10-29 | 2018-11-27 | 29 | OR | OR | 2 |  | N | N |  | 888.304 | 1 | sacroiliac joint fusion | may be used with bone graft, should not be used with bone cement | bridges both sides of the joint, preventing motion | sacroiliac joint | Y | N | Eligible | 3
K182989 | K151021 | K131324 | K082574 | K060428 | [87 empty] | MiRus, LLC | Jordan Bauman | 2150 Newmarket Parkway, Suite 108 |  | Marietta | GA | US | 30067 | 30067 | 2018-10-29 | 2018-12-18 | SESE | OR | HWC | Summary | OR |  | Traditional | N |  | AURORA Screw System | 2018 | 10 | 29 | 2018 | 12 | 18 | 2018-10-29 | 2018-12-18 | 50 | OR | OR | 2 |  | N | N |  | 888.304 | 1 |  |  |  |  | Y | N | Eligible | 3
K183010 | K172336 | [90 empty] | Smith & Nephew, Inc. | Brad Sheals | 7135 Goodlett Farms Parkway |  | Cordova | TN | US | 38016 | 38016 | 2018-10-31 | 2018-11-28 | SESE | OR | JWH | Summary | OR |  | Special | N |  | Smith & Nephew VISIONAIRE Patient Matched Cutting Blocks | 2018 | 10 | 31 | 2018 | 11 | 28 | 2018-10-31 | 2018-11-28 | 28 | OR | OR | 2 |  | N | N |  | 888.356 | 1 |  |  |  |  | Y | N | Eligible | 3
K183080 | K173180 | K111940 | K130176 | K113666 | [87 empty] | BK Meditech Co., Ltd | Meredith Lee May | 58, Eunhaengnamu-ro | Yanggam-myeon | Hwaseong-si |  | KR | 18633 | 18633 | 2018-11-05 | 2018-12-10 | SESE | OR | NKB | Summary | OR |  | Special | N |  | Mega Plus Spine System | 2018 | 11 | 5 | 2018 | 12 | 10 | 2018-11-05 | 2018-12-10 | 35 | OR | OR | 2 |  | N | N |  | 888.307 | 1 | Intended to provide immobilization and stabilization of spinal segments in thoracic, lumbar, and sacral spine as an adjunct to fusion. |  |  |  | Y | N | Eligible | 3
K183117 | K161766 | [90 empty] | L&K Biomed Co., Ltd. | Jihyeon Seo | #201, 202 16-25, Dongbaekjungang-ro 16 beon-gil, | Giheung-gu | Yongin-si |  | KR | 17015 | 17015 | 2018-11-09 | 2018-11-15 | SESE | OR | NKB | Summary | OR |  | Special | N |  | PathLoc-L MIS Spinal System | 2018 | 11 | 9 | 2018 | 11 | 15 | 2018-11-09 | 2018-11-15 | 6 | OR | OR | 2 |  | N | N |  | 888.307 | 1 | Intended to provide immobilization and stabilization of spinal segments in thoracic, lumbar, and sacral spine as an adjunct to fusion. |  |  |  | Y | N | Eligible | 3
K183145 | K181228 | [90 empty] | IlluminOss Medical, Inc. | Robert Rabiner | 993 Waterman Avenue |  | East Providence | RI | US | 2914 | 2914 | 2018-11-13 | 2018-12-13 | SESE | OR | QAD | Summary | OR |  | Special | N |  | IlluminOss Photodynamic Bone Stabilization System | 2018 | 11 | 13 | 2018 | 12 | 13 | 2018-11-13 | 2018-12-13 | 30 | OR | OR | 2 |  | N | N |  | 888.3023 | 1 | Is a device intended to be implanted that consists of a polymeric balloon that is inserted into the medullary (bone marrow) canal of long bones for the fixation of fractures. The balloon is infused with a liquid monomer that causes the balloon to fill the medullary canal of the fractured bone. The device is then exposed to a light source that polymerizes the light-activated monomer within the balloon creating a hardened rigid structure. | Device includes a balloon component to contain the light sensitive liquid monomer. A light source (e.g., optic fiber) is used to polymerize and solidify the monomer into a hardened rigid structure. Once sufficiently cured, the device possesses adequate strength to withstand expected physiologic loads when used as indicated. | A polymeric balloon is inserted into the intramedullary canal of long bones for the fixation of fractures. The balloon is infused with a liquid monomer that causes the balloon to fill the medullary canal of the fractured bone. The device is then exposed to a light source that polymerizes the light-activated monomer within the balloon creating a hardened rigid structure to stabilize the fracture. | Device is intended to be used in long bones of the body. | Y | N | Ineligible | 3
K183162 | K100238 | [90 empty] | Biomet Inc. | Dhaval Saraiya | 56 East Bell Drive |  | Warsaw | IN | US | 46582 | 46582 | 2018-11-15 | 2018-12-14 | SESE | OR | HSB | Summary | OR |  | Special | N |  | Affixus Hip Fracture Nail | 2018 | 11 | 15 | 2018 | 12 | 14 | 2018-11-15 | 2018-12-14 | 29 | OR | OR | 2 |  | N | N |  | 888.302 | 1 |  |  |  |  | Y | N | Eligible | 3
K183168 | K171813 | [90 empty] | L&K Biomed Co., Ltd. | Jihyeon Seo | #201, 202 16-25, Dongbaekjungang-ro 16 beon-gil, Giheung-gu |  | Yongin-si |  | KR | 17015 | 17015 | 2018-11-16 | 2018-12-11 | SESE | OR | NKB | Summary | OR |  | Special | N |  | OpenLoc-L Spinal Fixation System | 2018 | 11 | 16 | 2018 | 12 | 11 | 2018-11-16 | 2018-12-11 | 25 | OR | OR | 2 |  | N | N |  | 888.307 | 1 | Intended to provide immobilization and stabilization of spinal segments in thoracic, lumbar, and sacral spine as an adjunct to fusion. |  |  |  | Y | N | Eligible | 3
K183239 | K162496 | K150847 | [89 empty] | Corelink, LLC | Steven Mounts | 2072 Fenton Logistics Blvd. |  | St. Louis | MO | US | 63026 | 63026 | 2018-11-20 | 2018-12-19 | SESE | OR | MAX | Summary | OR |  | Special | N |  | CoreLink F3D Lateral System | 2018 | 11 | 20 | 2018 | 12 | 19 | 2018-11-20 | 2018-12-19 | 29 | OR | OR | 2 |  | N | N |  | 888.308 | 1 | Intended to stabilize spinal segment to promote fusion in order to restrict motion and decrease pain using bone graft. | hollow cylinder or rectangular box made of metal or polymer | Acts as a disc spacer and holds bone graft. | intervertebral disc space | Y | N | Eligible | 3
K183383 | K150570 | [90 empty] | U & I Corporation | Young Eun Lee | 20, Sandan-ro 76beon-gil(Rd) |  | Uijeongbu-si |  | KR | 11781 | 11781 | 2018-12-06 | 2018-12-12 | SESE | OR | NKG | Summary | OR |  | Special | N |  | ANAX OCT Spinal System | 2018 | 12 | 6 | 2018 | 12 | 12 | 2018-12-06 | 2018-12-12 | 6 | OR | OR | 2 |  | N | N |  | 888.3075 | 1 | Posterior cervical screw systems are intended for use in fusion procedures of the cervical spine and/or craniocervical junction and/or cervicothoracic junction for: 1) spinal fractures and dislocations; 2) deformities; 3) instabilities; 4) failed previous fusions; 5) tumors; 6) inflammatory disorders; 7) spinal degeneration, 8) facet degeneration with instability; and 9) reconstruction following decompression to treat radiculopathy and/or myelopathy. These systems are also intended to stabilize the spine in the absence of fusion for a limited time period in patients with tumors involving the cervical spine in whom life expectancy is of insufficient duration to permit achievement of fusion. | Metallic plates, longitudinal members (e.g., rods) and other device-specific accessories. | Use of screws and longitudinal members (e.g., rods) to stabilization spinal segments for fusion. | Posterior cervical spine | Y | N | Eligible | 3